## Summary
Sr No | Particulars | As Per TFS Annexure Amount-1
1 | Interior Works | 3279955.0454
2 | Plumbing Works | 124557.4
3 | Interiror Electrical | 194902
4 | Fire Fighting | 87265.2
5 | FAS WORK | 74297.96
TOTAL |  | 3760977.6054
| GRAND TOTAL | 3760977.6054

## COMMON AREA BOQ
2024-01-06
BOQ STANDARDISATION, IMPLEMENTATION AND COST CONSULTANCY FOR UNA GF FOOD COURT COMMON AREA
GENERAL NOTES
Please refer to "Exhibit A - The basic rate of material" for the applicable base rates of materials
Items of works shall be read in conjunction with Drawings, Specifications, Contractual terms and conditions, and Trade Preambles to this BOQ as included in the RFP.
The quantities mentioned in the BOQ are tentative and may increase or decrease. Payment shall be restricted to the quantum of work executed and measured as per the defined mode of measurement.
The Mode of Measurement (in order of priority) is as follows:
(i) As defined in relevant item in the BOQ
(ii) As defined in the specification
(iii) As defined in IS-1200 or (latest version) for relevant trade .
(iv) if mode is not defined in (i), (ii) and (iii), the standard industry practice shall be adopted.
Items of work and trade preambles are essential parts of the bill of quantities and are to be taken as mutually explanatory of one another. Requirement occurring in one is binding as though occurring in both. In resolving conflicts, discrepancies, errors or omissions as regards trade preambles & bill of quantities the following order of precedence shall be used but subject to PRIORITY OF DOCUMENTS as included in General Conditions of Contract: a. General Notes as included in this bill of quantities. b. Trade Preambles as included in RFP. c. Item Description as included in this bill of quantities.
|  | 1 | Pest Management Services
Providing pest management services in Food Court Area. The scope of work includes 1) Management of Rodents like rats, mice, and bandicoots with commensal rodents (RMS), 2) Management of Cockroaches / Red Ants / Black Ants / Silverfish (CMS), 3) Management of Lizards / Geckoes (LMS), 4) Management of Flies/spiders (FMS), 5) Management of Mosquitoes (MMS), 6) Management of Termites (TMS), 7) Management of Snakes (SMS) including the cost of all materials, medicines, chemicals, labor, T&P, PPEs, etc. complete in all respect as per the direction of the Engineer-in-charge. Payment will be made per square meter of the plinth area of the building for completion once of all the above applications/ treatments.
|  | 2 | Anti Termite Treatment
Post Construction Anti Termite Treatment by injecting recommended chemicals after proper surface preparation, drilling of plinth floor/ wall, inside floor/ wall, door/windows, etc at the recommended level along the junction of walls and floors, capping and sealing the drill holes with white cement or grouts to create a chemical barrier along the internal perimeter and wood-based materials, structures of the building to eliminate an existing termite infestation and to make it resistant from a termite attack on the path of termites seeking entry to the building including all costs of materials, chemicals, medicines, labor T&P, PPEs, etc. complete and thorough cleaning & housekeeping of the area after application as per direction of Eng.-in charge.
NOS | ITEM | LOCATION | SPECIFICATION | UNIT | EXECUTED QTY | ANNEXURE RATE | ANNEXURE AMOUNT | Exceeded Quantity | TFS Rates | Material Rate | Labour Rate | Wastage | Rupees | Remark's | Final -Amount | y | Exceeded Amount
|  |  | GENERAL NOTES | [11 empty] | 0 | 0
|  |  | All MS frame shall be 14 Gauge | [11 empty] | 0 | 0
|  |  | All MS frame shall be Duco paint at site and consider on the cost | [11 empty] | 0 | 0
|  |  | All Wooden Surface finish with malamine polish and consider on the cost | [11 empty] | 0 | 0
|  |  | PCC work and filling work is as per site condition and requirement | [11 empty] | 0 | 0
|  |  | Waterproofing to be done before doing the plumbing work | [11 empty] | 0 | 0
A | Flooring | [13 empty] | 0 | 0
1) | Tile Flooring | Common seating area | Providing & laying printed vitrified floor tiles 600 x 600 mm thickness of 9mm and of 1st quality laid on 20 mm thick cement mortar 1:4 (1 cement : 4 coarse sand) including pointing the joints without spacers on the floor in cooridnation with Site engineer and Tile as per selection of the architect (UNA-GF-CO-01) | Sqft | 2292.0757 | 180 | 412573.626 | #REF! | 180 | 90 | 25 | 9 | 21 |  | 412573.626 | 0 | #REF!
2) | Stone Flooring | Common seating area | Providing & fixing Rajasthan Black Granite on the floor as per specifications with 17-20 mm thick mirror polished, machine cut jet black granite. The cost shall be inclusive of cutting, laying and polishing as specified. As per design Granite also be cutted in small size, fitted in between tiles. (UNA-GF-CO-02) | Sqft | 393.35 | 325 | 127838.75 |  | 325 | [5 empty] | 127838.75 | 0 | 0
3) | Stone Skirting | Common seating area | Providing & fixing Rajasthan Black Granite skirting as per specifications with 17-20 mm thick mirror polished, machine cut jet black granite. The cost shall be inclusive of cutting, laying and polishing as specified. Skirting ht will be 150mm from FFL or as specified in drawings (UNA-GF-CO-02)(UNA-GF-CO-02) | Rft | 147.84 | 200 | 29568 |  | 200 | [5 empty] | 29568 | 0 | 0
B | DADO (Wall finishes) |  |  |  | 0 |  | 0 | #REF! | [6 empty] | 0 | 0 | #REF!
1 | Wall tiling | Lift Lobby | Providing and Fixing of 9mm thick vitrified wall tile of size - 1200 x600mm on walls wit no spacers in between tiles, cleaned properly at the ends and leaving no strains on the tile (make: simpolo, kajaria or equevalent) | sqft | 184.3908 | 200 | 36878.16 |  | 200 | 110 | 30 | 11 | 19 |  | 36878.16 | 0 | 0
2 | Wall tiling | Counters | Providing and Fixing of 9mm thick vitrified wall tile of size - 1200 x600mm on walls wit no spacers in between tiles, cleaned properly at the ends and leaving no strains on the tile (make: simpolo, kajaria or equevalent) | sqft | 167.06 | 200 | 33412 |  | 200 | 110 | 30 | 11 | 19 |  | 33412 | 0 | 0
3 | Laminate paneling | Lift Lobby | Providing and fixing of 1mm laminate, pasted on base material like plyboard, HDHRM or Mdf with specific grooves and dimension as mentioned in the drawings and specification with proper adhesive and support material. (Make: Merino, greenlam or equevalent) as directed by architect. | sqft | 30 | 120 | 3600 |  | 120 | 46 | 20 | 6 | 15 |  | 3600 | 0 | 0
|  |  | Providing and fixing of 12mm HDHMR board paneling on the wall with necessary backing, screws, nails and adhesive as required, top layer of board will be finished with other material mentioned in the drawings and specification. (make: Green) | sqft | 30 | 170 | 5100 |  | 170 | [5 empty] | 5100 | 0 | 0
4 | Wooden flooring material paneling | Outlet Fascia | Providing and fixing with 9mm thick wooden flooring material on vertical surface with proper adhesive material and carefully installed with toung and groove. (make: Quickstep) as directed by architect | sqft | 908.2376 | 294 | 267021.8544 | #REF! | 294 | 75 | 20 | 8 | 47 |  | 267021.8544 | 0 | #REF!
|  |  | Providing and fixing of 12mm HDHMR board paneling on the wall with necessary backing, screws, nails and adhesive as required, top layer of board will be finished with other material mentioned in the drawings and specification. (make: Green) | sqft | 908.2376 | 170 | 154400.392 | #REF! | 170 | [5 empty] | 154400.392 | 0 | #REF!
C | CARPENTERY WORK | [5 empty] | 0 | #REF! | [6 empty] | 0 | 0 | #REF!
1 | Wood work |  | Dustbins box to be finished in laminate of Merino/ Greenlam or equivalent to be pasted over 18mm thk plyboard as per design and detail. SS flap to be fixed on dustbin fascia using necessary hardware and accessories as per specifications. ( size - 4''-6" X 1'-8" X 3'-0" | Nos. |  |  | 0 | [7 empty] | 0 | 0 | 0
2 | Flush Door | Outlets | Supply and installation of the 35mm thick flush door for the designated area and chaukhat of 150 x 75mm in solid wood |  |  |  | 0 | #REF! | [6 empty] | 0 | 0 | #REF!
|  |  | The door will be custom-built to the exact design and dimensions provided in the project drawings, ensuring a precise fit for the intended opening. |  |  |  | 0 | #REF! | [6 empty] | 0 | 0 | #REF!
|  |  | The door will be finished (standard thickness) with 1mm thick approved shade laminate by the architect or designer. |  |  |  | 0 | #REF! | [6 empty] | 0 | 0 | #REF!
|  |  | The door will be equipped with, hinges, handles, and locks, as per project requirements. |  |  |  | 0 | #REF! | [6 empty] | 0 | 0 | #REF!
|  |  | D1 - 3'6" x 8' - Giani's and Bikanervala outter wall(FLUSH DOOR) | Nos. | 2 | 22000 | 44000 |  | 22000 | [5 empty] | 44000 | 0 | 0
D | FALSE CEILING | [5 empty] | 0 | #REF! | [6 empty] | 0 | 0 | #REF!
1 | Wooden finish false ceiling | Handwash and Vestibule | Providing and Fixing of MDF base false ceiling with GYP Cerra framing as necessary to support the MDF base and wooden flooring material | sqft | 160.387 | 185 | 29671.595 |  | 185 | 75 | 20 | 8 | 47 |  | 29671.595 | 0 | 0
|  |  | Providing and fixing with 9mm thick wooden flooring material on ceiling MDF surface with proper adhesive material and carefully installed with toung and groove. (make: Quickstep) as directed by architect | sqft | 160.387 | 294 | 47153.778 |  | 294 | 75 | 20 | 8 | 47 |  | 47153.778 | 0 | 0
1 | Suspended MS Frame |  | Supply and installation of an MS pipes measuring 1.5 x 3 inches, suspended from the ceiling and finished with black duco paint finish. | Rft | 469.92 | 250 | 117480 | #REF! | 250 | [5 empty] | 117480 | 0 | #REF!
|  |  | MS frame will be suspended from the ceiling, allowing for a secure and stable installation with 1.5 x 1.5 ms pipes. |  | 71.4 | 180 | 12852 |  | 180 | MAKE THIS IN KG |  |  |  |  | 12852 | 0 | 0
|  |  | MS frame will undergo a duco paint process for a durable and visually appealing finishing as per schedule |  |  |  | 0 | #REF! | [6 empty] | 0 | 0 | #REF!
2 | Wooden finish aluminium baffle |  | Supply and installation of wooden finish aluminum baffle fixed in the MS frame. | Rft |  |  | 0 | [7 empty] | 0 | 0 | 0
|  |  | The baffle will be installed at suitable intervals within the MS frame as per the design and the drawing under the supervision of the site engineer. |  | 767 | 400 | 306800 |  | 400 | Dheeraj sir |  |  |  |  | 306800 | 0 | 0
|  |  | Aluminium baffle size - 1.5 x 1.5 inch |  |  |  | 0 | #REF! | [6 empty] | 0 | 0 | #REF!
3 | Covered False ceiling |  | Supply and fixing of MDF base on false ceiling | sqft |  |  | 0 | #REF! | [6 empty] | 0 | 0 | #REF!
|  |  | To support MDF board on the ceiling, MS framing is required suspended from true slab, MS pipe size - 1.5 x 1.5mm |  | 187.2 | 250 | 46800 |  | 250 | [6 empty] | -46800 | 0
|  |  | Providing and fixing of custom made printed vinyl over MDF base with necessary base work, matte finish vinyl to be pasted, sample to be approved prior from architect. |  |  |  | 0 | #REF! | [6 empty] | 0 | 0 | #REF!
F | Glass work | [5 empty] | 0 | #REF! | [6 empty] | 0 | 0 | #REF!
1 | Fixed glass |  | Supply and installation of a vestibule with the 10mm thick toughened glass panel fixed in a sleek black 25 x 50mm thick aluminium profile as per the design under the super vision of the site engineer. | Sq,ft |  |  | 0 | #REF! | [6 empty] | 0 | 0 | #REF!
|  |  | Suitable hardware and seals will be installed to ensure smooth operation, security, and weather resistance of the vestibule. |  | 282.9884 | 890 | 251859.676 |  | 890 | [5 empty] | 251859.676 | 0 | 0
|  |  | The aluminum profile may undergo a finishing process, such as anodizing or powder coating, to enhance its appearance and as per the design . |  |  |  | 0 | #REF! | [6 empty] | 0 | 0 | #REF!
2 | Sliding glass door |  | Sliding glass door of 3'6" x 9' with necessary channel and automatic sliding door sensor | No.s | 2 | 140000 | 280000 | #REF! | 140000 | Quantity Added in item NO F-1 @282 SQFTBILL REQUIRED ADD IN UNIT -SQFT@850/- TFS RATES or less the glass slider door SQFT from item no F-1 |  |  |  |  | 280000 | 0 | #REF!
3 | MS framing |  | MS framing of 1.5 x 1.5 inch to support ceiling facsia material of MDF and wooden flooring and glass top support from the true slab | sqft | 110 | 180 | 19800 | #REF! | 180 | Need to dIscuss |  |  |  |  | 19800 | 0 | #REF! | MB REQUIRED
G | Music System | [5 empty] | 0 | #REF! | [6 empty] | 0 | 0 | #REF!
1) | Bosch 12W Bi-Directional cabinet Loudspeaker |  |  | Nos. |  |  | 0 | [7 empty] | 0 | 0 | 0
2) | Bosch 6W Ceiling Speaker LBD -0606 |  |  | Nos. |  |  | 0 | [7 empty] | 0 | 0 | 0
3) | Stonewater 2x250W Power Amplifier |  |  | Nos. |  |  | 0 | [7 empty] | 0 | 0 | 0
4) | Stonewater 120W Mixer Amplifier with USB, Bluetooth Facility |  |  | Nos. |  |  | 0 | [7 empty] | 0 | 0 | 0
5) | NX Audio Microphone with stand |  |  | Nos. |  |  | 0 | [7 empty] | 0 | 0 | 0
6) | Alpha Volume Control |  |  | Nos. |  |  | 0 | [7 empty] | 0 | 0 | 0
7) | Alpha Group Volume Control |  |  | Nos. |  |  | 0 | [7 empty] | 0 | 0 | 0
8) | 1.5mm sq. 2 core color-coded twin twisted ATC, overall PVC sheathed audio cable |  |  | Mtrs. |  |  | 0 | [7 empty] | 0 | 0 | 0
9) | Installation, Final Testing & Commissioning |  |  | Job |  |  | 0 | [7 empty] | 0 | 0 | 0
| Note: | Music system BOQ is per vendor detail |  |  |  |  | 0 | [7 empty] | 0 | 0 | 0
H | Light fixtures | [5 empty] | 0 | [7 empty] | 0 | 0 | 0
1 | Suspended Profile Light |  | Supply and install 50 x 75mm Aluminum profile light, in black powder coated body | Rft |  |  | 0 | [7 empty] | 0 | 0 | 0
|  |  | The light fixture will be securely suspended from True Slab with appropriate hardware and brackets. |  |  |  | 0 | [7 empty] | 0 | 0 | 0
2 | Lamp post at FX-01 |  | Supply and Install curved lamp post at FX-01 as per design and drawing, MS pipe structure and powder coated with specific color mentioned in the schedule | Nos. |  |  | 0 | [7 empty] | 0 | 0 | 0
3 | Concealed COB |  | Supply and install Black body concealed COB in specific wattage and color temp. | Nos. |  |  | 0 | [7 empty] | 0 | 0 | 0
4 | Profile light |  | Supply and install profile light for LED strip in size of 25mm width with defuser and LED Strip | Rft |  |  | 0 | [7 empty] | 0 | 0 | 0
|  |  | Supply and install profile light for LED strip in size of 10 width with defuser and LED Strip | Rft |  |  | 0 | [7 empty] | 0 | 0 | 0
5 | Hanging Profile with Blade Light |  | Supply and install 38 x 38mm factory made profile, in black powder coated body, refer schedule | Nos. |  |  | 0 | [7 empty] | 0 | 0 | 0
|  |  | The light fixture will be securely suspended from True Slab with appropriate hardware and brackets. |  |  |  | 0 | #REF! | [6 empty] | 0 | 0 | #REF!
J | Masonry Work | [5 empty] | 0 | #REF! | [6 empty] | 0 | 0 | #REF!
1) | Full brick partition walls |  | Providing and laying brick masonry above the plinth for the superstructure, for walls, architectural elements, and other similar locations, etc., in 1:6 Cement Mortar (1 Cement: 6 Coarse Sand by volume) in true line, level, and plumb, including raking the joints up to 6 to 12 mm depth, rubbing and cleaning the surface, with necessary scaffolding, curing, soaking of the bricks adequately before construction, complete as directed and specified. | Rft |  |  | 0 | #REF! | [6 empty] | 0 | 0 | #REF!
2) | Half brick partition walls |  | Providing and laying 4 1/2" thick half brickwork in partition walls and architectural elements etc., with well burnt 1st class table moulded, good quality approved bricks in 1:4 Cement Mortar (1 Cement : 4 Coarse Sand by volume) including soaking the bricks in water adequately and drying, scaffolding, curing, rubbing the surface, raking out the joints etc., complete as directed and specified. | Sqft |  |  | 0 | #REF! | [6 empty] | 0 | 0 | #REF!
K | PAINT | [5 empty] | 0 | #REF! | [6 empty] | 0 | 0 | #REF!
1) | Wall Paint |  | Providing and applying acrylic emulsion (water based 100% acrylic ) or approved equivalent grade inferior paint to all type of smooth plasters, concrete, etc surface. The surface to be painted shall be made free from any loose paint, dust, grease and any fungus, algae or moss, on it shall got be removed thoroughly by vigorous wire brushing and cleaning with water. Then one coat of exterior grade wall primer be applied after which any surface imperfection such as holes, dents, fine cracks shall be corrected by filling with synthetic grade putty. Thereafter sand the surface with emery paper 180 and wipe clean and apply second coat of interior grade primer and again surface imperfection to be corrected and again surface imperfection to be corrected. Thereafter again sand the surface with emery paper 320 and wipe clean and then apply the premium emulsion in two coats. All materials shall be of Asian/ British/ Nerolac make. The color and pattern/ color combination of the paint shall be got approved from Engineer in charge. The stock of the quantity for all material as manufacturer’s theoretical consumption (per unit of surface area) shall be made available at site before commencement of the painting work. The rate includes cost of all materials, labour, scaffolding, ladders charges, storing & safeguarding the labour in all heights. Contractor has to take all risk insurance policy from reputed insurance agency before commencement of work, contractor has to provide all precautions’ and arrange safety belts, helmets to all working labours at site. NOTE: 10% wasteage to be included wherever texture paint required. | Sqft | 131.78 | 40 | 5271.2 |  | 40 | [5 empty] | 5271.2 | 0 | 0
2) | Ceiling and Beams Paint |  | Providing and applying acryluc Premium emulsion(water based 100% acrylic ) or approved equivalent grade inferior paint to all type of smooth plasters, concrete, ceilings etc surface. The surface to be painted shall be made free from any loose paint, dust, grease and any fungus, algae or moss, on it shall got be removed thoroughly by vigorous wire brushing and cleaning with water. Then one coat of exterior grade wall primer be applied after which any surface imperfection such as holes, dents, fine cracks shall be corrected by filling with synthetic grade putty. Thereafter sand the surface with emery paper 180 and wipe clean and apply second coat of interior grade primer and again surface imperfection to be corrected and again surface imperfection to be corrected. Thereafter again sand the surface with emery paper 320 and wipe clean and then apply the premium emulsion in two coats. All materials shall be of Asian/ British/ Nerolac make. The color and pattern/ color combination of the paint shall be got approved from Engineer in charge. The stock of the quantity for all material as manufacturer’s theoretical consumption (per unit of surface area) shall be made available at site before commencement of the painting work. The rate includes cost of all materials, labour, scaffolding, ladders charges, storing&safeguarding the labour in all heights. Contractor has to take all risk insurance policy from reputed insurance agency before commencement of work, contractor has to provide all precautions’ and arrange safety belts, helmets to all working labours at site. NOTE: 25% Wasteage to be included, including the application of paint on all the ducts, diffuser, beams, wiring etc. within the common seating area. | Sqft | 3133.2641 | 40 | 125330.564 | #REF! | 40 | [5 empty] | 125330.564 | 0 | #REF!
L | FIXED FURNITURE | [5 empty] | 0 | #REF! | [6 empty] | 0 | 0 | #REF!
| Fixed Seating - 01 | FX-01 | FX-01 Furniture Construction and fabrications - Size: 8'10" x 8'10" |  |  |  | 0 | #REF! | [6 empty] | 0 | 0 | #REF!
1 | BWP board base framing |  | Supply and install BWP Board (Boiling water proof board) base framing for furniture units as per specifications and drawings. | SqFt |  |  | 0 | [7 empty] | 0 | 0 | 0
|  |  | Cut and shape the BWP board frame to match the dimensions specified in the drawings or as directed by the Site engineer. |  |  |  | 0 | [7 empty] | 0 | 0 | 0
|  |  | Securely combine the furniture structure using appropriate screws, nails or adhesives as per industry standards. |  |  |  | 0 | [7 empty] | 0 | 0 | 0
|  |  | Sand the edges and surfaces of the BWP board furniture structure to ensure smoothness and remove any rough edges & splinters. |  |  |  | 0 | [7 empty] | 0 | 0 | 0
|  |  | Bendply to be used in making the curves in seating and backrest. |  |  |  | 0 | [7 empty] | 0 | 0 | 0
2 | Laminate panelling |  | Providing & fixing 1mm thick approved shade laminate over BWP board (Boiling water proof board) as specified. | SqFt |  |  | 0 | [7 empty] | 0 | 0 | 0
|  |  | Ensure the BWP board surface is clean, dry, and free from any dirt, dust, or imperfections that may affect the adhesion of the laminate. |  |  |  | 0 | #REF! | [6 empty] | 0 | 0 | #REF!
|  |  | Smooth the edges and surface of the laminate using the appropriate tools, ensuring a seamless appearance. |  |  |  | 0 | #REF! | [6 empty] | 0 | 0 | #REF!
|  |  | Remove any adhesive residues or smudges from the laminate surface, leaving it clean. |  |  |  | 0 | #REF! | [6 empty] | 0 | 0 | #REF!
3 | Leatherette Cushioning | Seat Rest Assembly | Providing & fixing leatherette seating for the specified furniture units as per requirement. | LS |  |  | 0 | [7 empty] | 0 | 0 | 0
|  |  | Provide leatheretter fabric in the designated color and texture as approved by the Architect or designer. |  |  |  | 0 | [7 empty] | 0 | 0 | 0
|  |  | Skilled craftsmen will apply the leatherette fabric using appropriate upholstery techniques, ensuring a smooth and tailored appearance. |  |  |  | 0 | [7 empty] | 0 | 0 | 0
|  |  | Securely fasten the leatherette fabric to the furniture frame using appropriate adhesives, staples, or other recommended fastening methods. |  |  |  | 0 | [7 empty] | 0 | 0 | 0
|  |  | Trim excess fabric and tuck or secure the edges to achieve a clean look. |  |  |  | 0 | [7 empty] | 0 | 0 | 0
|  |  | Fabric measurement as drawing or actual measurement |  |  |  | 0 | [7 empty] | 0 | 0 | 0
|  | Backrest assembly | The backrest assembly is the flexing type and consists of a fabricated inner frame assembly in-situ molded with PU foam with 25% compression of the foam. The complete molded backrest assembly is covered with a replaceable leatherette. | LS |  |  | 0 | [7 empty] | 0 | 0 | 0
|  |  | Fabric measurement as drawing or actual measurement |  |  |  | 0 | [7 empty] | 0 | 0 | 0
3 | 100MM High SS Skirting in Brushed Finish (SS304) |  | Providing & fixing 100mm high stainless steel (SS) skirting in Brushed Finish for the specified area. | RFT |  |  | 0 | [7 empty] | 0 | 0 | 0
|  |  | Fix the SS skirting to the furniture structure using suitable adhesives, screws, or other recommended fastening methods. Ensure proper alignment and smooth transitions at corners and joints. |  |  |  | 0 | [7 empty] | 0 | 0 | 0
4 | MS Railing | Center area | 10-12mm MS Bar railing as per design and refer drawings for the same | LS |  |  | 0 | [7 empty] | 0 | 0 | 0
|  |  | To support 10-12mm MS bar, 50mm MS plate to be used |  |  |  | 0 | [7 empty] | 0 | 0 | 0
|  |  | MS to be finishe with Powder coating as per schedule |  |  |  | 0 | [7 empty] | 0 | 0 | 0
| Fixed Seating - 02 | FX-02 | FX-02 Furniture Construction and fabrications - length: 18'4" |  |  |  | 0 | [7 empty] | 0 | 0 | 0
1 | BWP board base framing |  | Supply and install BWP Board (Boiling water proof board) base framing for furniture units as per specifications and drawings. | SqFt |  |  | 0 | [7 empty] | 0 | 0 | 0
|  |  | Cut and shape the BWP board frame to match the dimensions specified in the drawings or as directed by the Site engineer. |  |  |  | 0 | [7 empty] | 0 | 0 | 0
|  |  | Securely combine the furniture structure using appropriate screws, nails or adhesives as per industry standards. |  |  |  | 0 | [7 empty] | 0 | 0 | 0
|  |  | Sand the edges and surfaces of the BWP board furniture structure to ensure smoothness and remove any rough edges & splinters. |  |  |  | 0 | [7 empty] | 0 | 0 | 0
[7 empty] | 0 | [7 empty] | 0 | 0 | 0
2 | Laminate panelling |  | Providing & fixing 1mm thick approved shade laminate over BWP board (Boiling water proof board) as specified. | SqFt |  |  | 0 | [7 empty] | 0 | 0 | 0
|  |  | Ensure the BWP board surface is clean, dry, and free from any dirt, dust, or imperfections that may affect the adhesion of the laminate. |  |  |  | 0 | [7 empty] | 0 | 0 | 0
|  |  | Smooth the edges and surface of the laminate using the appropriate tools, ensuring a seamless appearance. |  |  |  | 0 | [7 empty] | 0 | 0 | 0
|  |  | Remove any adhesive residues or smudges from the laminate surface, leaving it clean. |  |  |  | 0 | [7 empty] | 0 | 0 | 0
3 | Leatherette Cushioning | Seat Rest Assembly | Providing & fixing leatherette seating for the specified furniture units as per requirement. | LS |  |  | 0 | [7 empty] | 0 | 0 | 0
|  |  | Provide leatheretter fabric in the designated color and texture as approved by the Architect or designer. |  |  |  | 0 | [7 empty] | 0 | 0 | 0
|  |  | Skilled craftsmen will apply the leatherette fabric using appropriate upholstery techniques, ensuring a smooth and tailored appearance. |  |  |  | 0 | [7 empty] | 0 | 0 | 0
|  |  | Securely fasten the leatherette fabric to the furniture frame using appropriate adhesives, staples, or other recommended fastening methods. |  |  |  | 0 | [7 empty] | 0 | 0 | 0
|  |  | Trim excess fabric and tuck or secure the edges to achieve a clean look. |  |  |  | 0 | [7 empty] | 0 | 0 | 0
|  |  | Fabric measurement as drawing or actual measurement |  |  |  | 0 | [7 empty] | 0 | 0 | 0
|  | Backrest assembly | The backrest assembly is the flexing type and consists of a fabricated inner frame assembly in-situ molded with PU foam with 25% compression of the foam. The complete molded backrest assembly is covered with a replaceable leatherette. | LS |  |  | 0 | [7 empty] | 0 | 0 | 0
|  |  | Fabric measurement as drawing or actual measurement |  |  |  | 0 | [7 empty] | 0 | 0 | 0
3 | 100MM High SS Skirting in Brushed Finish (SS304) |  | Providing & fixing 100mm high stainless steel (SS) skirting in Brushed Finish for the specified area. | RFT |  |  | 0 | [7 empty] | 0 | 0 | 0
|  |  | Fix the SS skirting to the furniture structure using suitable adhesives, screws, or other recommended fastening methods. Ensure proper alignment and smooth transitions at corners and joints. |  |  |  | 0 | [7 empty] | 0 | 0 | 0
| Fixed Seating - 03 | FX-03 | FX-03 Furniture Construction and fabrications - length: 18'4" |  |  |  | 0 | [7 empty] | 0 | 0 | 0
1 | BWP board base framing |  | Supply and install BWP Board (Boiling water proof board) base framing for furniture units as per specifications and drawings. | SqFt |  |  | 0 | [7 empty] | 0 | 0 | 0
|  |  | Cut and shape the BWP board frame to match the dimensions specified in the drawings or as directed by the Site engineer. |  |  |  | 0 | [7 empty] | 0 | 0 | 0
|  |  | Securely combine the furniture structure using appropriate screws, nails or adhesives as per industry standards. |  |  |  | 0 | [7 empty] | 0 | 0 | 0
|  |  | Sand the edges and surfaces of the BWP board furniture structure to ensure smoothness and remove any rough edges & splinters. |  |  |  | 0 | [7 empty] | 0 | 0 | 0
2 | Laminate panelling |  | Providing & fixing 1mm thick approved shade laminate over BWP board (Boiling water proof board) as specified. | SqFt |  |  | 0 | [7 empty] | 0 | 0 | 0
|  |  | Ensure the BWP board surface is clean, dry, and free from any dirt, dust, or imperfections that may affect the adhesion of the laminate. |  |  |  | 0 | [7 empty] | 0 | 0 | 0
|  |  | Smooth the edges and surface of the laminate using the appropriate tools, ensuring a seamless appearance. |  |  |  | 0 | [7 empty] | 0 | 0 | 0
|  |  | Remove any adhesive residues or smudges from the laminate surface, leaving it clean. |  |  |  | 0 | [7 empty] | 0 | 0 | 0
3 | Leatherette Cushioning | Seat Rest Assembly | Providing & fixing leatherette seating for the specified furniture units as per requirement. | LS |  |  | 0 | [7 empty] | 0 | 0 | 0
|  |  | Provide leatheretter fabric in the designated color and texture as approved by the Architect or designer. |  |  |  | 0 | [7 empty] | 0 | 0 | 0
|  |  | Skilled craftsmen will apply the leatherette fabric using appropriate upholstery techniques, ensuring a smooth and tailored appearance. |  |  |  | 0 | [7 empty] | 0 | 0 | 0
|  |  | Securely fasten the leatherette fabric to the furniture frame using appropriate adhesives, staples, or other recommended fastening methods. |  |  |  | 0 | [7 empty] | 0 | 0 | 0
|  |  | Trim excess fabric and tuck or secure the edges to achieve a clean look. |  |  |  | 0 | [7 empty] | 0 | 0 | 0
|  |  | Fabric measurement as drawing or actual measurement |  |  |  | 0 | [7 empty] | 0 | 0 | 0
|  | Backrest assembly | The backrest assembly is the flexing type and consists of a fabricated inner frame assembly in-situ molded with PU foam with 25% compression of the foam. The complete molded backrest assembly is covered with a replaceable leatherette. | LS |  |  | 0 | [7 empty] | 0 | 0 | 0
|  |  | Fabric measurement as drawing or actual measurement |  |  |  | 0 | [7 empty] | 0 | 0 | 0
3 | 100MM High SS Skirting in Brushed Finish (SS304) |  | Providing & fixing 100mm high stainless steel (SS) skirting in Brushed Finish for the specified area. | RFT |  |  | 0 | [7 empty] | 0 | 0 | 0
|  |  | Fix the SS skirting to the furniture structure using suitable adhesives, screws, or other recommended fastening methods. Ensure proper alignment and smooth transitions at corners and joints. |  |  |  | 0 | [7 empty] | 0 | 0 | 0
Q | COUNTERS | [5 empty] | 0 | #REF! | [6 empty] | 0 | 0 | #REF!
1) | Outlet Counter Fascia |  | 18MM plyboard fixing over brickwall for counter corian cladding and counter top | RFT |  |  | 0 | #REF! | [6 empty] | 0 | 0 | #REF!
|  |  | Provind and fixing of Corian, fixed on plyboard boxing and counter top |  | 69.93 | 9500 | 664335 |  | 9500 | [5 empty] | 664335 | 0 | 0
|  |  | 10 x 6mm Aluminum profile for LED strip fixing as per the architecture detail drawing with LED strip from Philips |  |  |  | 0 | #REF! | [6 empty] | 0 | 0 | #REF!
|  |  | counter size ht.3'.6''-depth 2'.6'' |  |  |  | 0 | #REF! | [6 empty] | 0 | 0 | #REF!
Q | BULKHEAD | [5 empty] | 0 | #REF! | [6 empty] | 0 | 0 | #REF!
1) | Outlets |  | 75mm thk. bulkhead to be finished in 18mm thk. plyboard which is further to be finished in plane matte finish laminate (Merino/ Greenlam or equivalent) no textured lamiante to be used in the bulkhead. | Sqft |  |  | 0 | [7 empty] | 0 | 0 | 0
1) | SS CORNER GUARD |  | 25 X 25MM SS corner guard pasted on every corner edge, where material is turning or two material is meeting from edges. SS angle to be chrome finished. Prior approval of SS corner guard is necessary from the architect. | Rft | 321.502 | 175 | 56262.85 |  | 175 | [5 empty] | 56262.85 | 0 | 0
R | PLANTS | [5 empty] | 0 | #REF! | [6 empty] | 0 | 0 | #REF!
1) | Artificial plants |  | Providing and fixing of artificial plants in 6" thk. green foam to be placed in the wooden base which is internally finished in commercial laminate pasted over 18mm thk plyboard (Merino/ Century or equivalent) as per the design & detailing. |  |  |  | 0 | [7 empty] | 0 | 0 | 0
T | AIR CURTAIN |  | Providing and fixing of Air Curtain of size 4'x1'x1' having automated magnetic or mechanical sensor operation. Single phase of MakeCG/KIRLOSKAR/GEC. Aluminum material blower velocity 20-25 cu.m/hr with front grill fitted |  |  |  | 0 | [7 empty] | 0 | 0 | 0
R | Handwash and Drinking water | [5 empty] | 0 | #REF! | [6 empty] | 0 | 0 | #REF!
1 | Washing and Drinking water counter |  | Counter to be made in Water proof Plyboard and MS frame as per detail drawing |  | 18.5086 | 1200 | 22210.272 |  | 4000 | [5 empty] | 74034.24 | 51823.968 | 0
|  |  | Providing and fixing of 12mm corian as per schedule on plyboard counter as per detail drawing |  | 18.5086 | 4000 | 74034.24 |  | 0 | [5 empty] | 0 | -74034.24 | 0
2 | Wall tiling |  | Providing and Fixing of 9mm thick vitrified wall tile of size - 1200 x600mm on walls wit no spacers in between tiles, cleaned properly at the ends and leaving no strains on the tile (make: simpolo, kajaria or equevalent) | sqft | 339.0528 | 210 | 71201.088 |  | 210 | [5 empty] | 71201.088 | 0 | 0
3 | Acrylic Signage |  | 10mm thick black acrylic CNC cut signage pasted on tiles and wooden material as detail | LS |  |  | 0 | [7 empty] | 0 | 0 | 0
4 | Mirror work |  | 6-8mm Thick looking mirrow with 25mm beveled from the edges pasted on Plyboard box as per detail | LS | 1 | 20000 | 20000 | #REF! | 20000 | [5 empty] | 20000 | 0 | #REF!
|  |  | 10 x 6mm Aluminum profile for LED strip fixing as per the architecture detail drawing with LED strip from Philips | LS | 1 | 3500 | 3500 |  | 3500 | [5 empty] | 2000 | -1500 | 0 | INR/-3500 NOT THE PART OF THE PO -EXTRA ITEMS
5 | Misc. |  | 10mm Thick toughened glass shelf on tiling with Patch fiting as per the architecture detail drawing | LS | 1 | 11000 | 11000 | #REF! | 5500 | [5 empty] | 5500 | -5500 | #REF!
1) | Debris Removal from site |  | Removal of debris from site post construction | LS | 1 |  |  |  | 0 | NO DEBRIS REMOVED FROM SITE |  |  |  |  | 0 | 0 | 0 | INR/- 50000,75000@Removed from the sheet due to not done at site .
2) | Cleaning of site post completion |  | Professional and Deap cleaning after completion | LS | 1 |  |  |  | 0 | [5 empty] | 0 | 0 | 0
3) | Acrylic signage |  | Acrylic signage to be cut and fixed on wall as per the design and specifications. | Nos | [10 empty] | 0 | 0 | 0
TOTAL AMOUNT |  |  |  |  | ANNEXURE AMOUNT-1 |  | 3279955.0454 | [7 empty] | 3203944.7734 | -76010.272 | #REF!
Note on F35: QUANTITY EXCEEDED AS PER THE GIVE QTY IN ANNEXURE
Note on F61: JMS MB NOT ATTACHED .
Note on F163: NOT IN THE PART OF ANNEXTURE RATE ARE INCLUDED WITH ITEM NO -1
Note on F168: NOT IN THE ANNEXURE ITEMS -RATES INCLUDED IN ITEMA NO-4 MIRROR WORK

## COMMON AREA JMS
2024-01-06
BOQ STANDARDISATION, IMPLEMENTATION AND COST CONSULTANCY FOR UNA GF FOOD COURT COMMON AREA
GENERAL NOTES
Please refer to "Exhibit A - The basic rate of material" for the applicable base rates of materials
Items of works shall be read in conjunction with Drawings, Specifications, Contractual terms and conditions, and Trade Preambles to this BOQ as included in the RFP.
The quantities mentioned in the BOQ are tentative and may increase or decrease. Payment shall be restricted to the quantum of work executed and measured as per the defined mode of measurement.
The Mode of Measurement (in order of priority) is as follows:
(i) As defined in relevant item in the BOQ
(ii) As defined in the specification
(iii) As defined in IS-1200 or (latest version) for relevant trade .
(iv) if mode is not defined in (i), (ii) and (iii), the standard industry practice shall be adopted.
Items of work and trade preambles are essential parts of the bill of quantities and are to be taken as mutually explanatory of one another. Requirement occurring in one is binding as though occurring in both. In resolving conflicts, discrepancies, errors or omissions as regards trade preambles & bill of quantities the following order of precedence shall be used but subject to PRIORITY OF DOCUMENTS as included in General Conditions of Contract: a. General Notes as included in this bill of quantities. b. Trade Preambles as included in RFP. c. Item Description as included in this bill of quantities.
|  | 1 | Pest Management Services
Providing pest management services in Food Court Area. The scope of work includes 1) Management of Rodents like rats, mice, and bandicoots with commensal rodents (RMS), 2) Management of Cockroaches / Red Ants / Black Ants / Silverfish (CMS), 3) Management of Lizards / Geckoes (LMS), 4) Management of Flies/spiders (FMS), 5) Management of Mosquitoes (MMS), 6) Management of Termites (TMS), 7) Management of Snakes (SMS) including the cost of all materials, medicines, chemicals, labor, T&P, PPEs, etc. complete in all respect as per the direction of the Engineer-in-charge. Payment will be made per square meter of the plinth area of the building for completion once of all the above applications/ treatments.
|  | 2 | Anti Termite Treatment
Post Construction Anti Termite Treatment by injecting recommended chemicals after proper surface preparation, drilling of plinth floor/ wall, inside floor/ wall, door/windows, etc at the recommended level along the junction of walls and floors, capping and sealing the drill holes with white cement or grouts to create a chemical barrier along the internal perimeter and wood-based materials, structures of the building to eliminate an existing termite infestation and to make it resistant from a termite attack on the path of termites seeking entry to the building including all costs of materials, chemicals, medicines, labor T&P, PPEs, etc. complete and thorough cleaning & housekeeping of the area after application as per direction of Eng.-in charge.
NOS | ITEM | LOCATION | SPECIFICATION | UNIT | BOQ QTY | NO | LENGTH | WIDTH/H | EXECUTED QTY | RATE | AMOUNT | TOTAL
GENERAL NOTES
All MS frame shall be 14 Gauge
All MS frame shall be Duco paint at site and consider on the cost
All Wooden Surface finish with malamine polish and consider on the cost
PCC work and filling work is as per site condition and requirement
Waterproofing to be done before doing the plumbing work
A | Flooring
1) | Tile Flooring | Common seating area | Providing & laying printed vitrified floor tiles 600 x 600 mm thickness of 9mm and of 1st quality laid on 20 mm thick cement mortar 1:4 (1 cement : 4 coarse sand) including pointing the joints without spacers on the floor in cooridnation with Site engineer and Tile as per selection of the architect (UNA-GF-CO-01) | Sqft | 2110 |  |  |  | 2292.0757 | OK
|  |  | Common area floor |  |  | 1 | 73.9 | 31.75 | 2346.325 | OK
|  |  | Less lift area |  |  | -1 | 2.13 | 13.53 | -28.8189 | OK
|  |  | Less stair case area (5.56+2.83) |  |  | -1 | 8.39 | 10.3 | -86.417 | OK
|  |  | Less Handwash common wall |  |  | -1 | 2 | 0.6 | -1.2 | OK
|  |  | Handwash flooring |  |  | 1 | 6.02 | 10.33 | 62.1866 | OK
2) | Stone Flooring | Common seating area | Providing & fixing Rajasthan Black Granite on the floor as per specifications with 17-20 mm thick mirror polished, machine cut jet black granite. The cost shall be inclusive of cutting, laying and polishing as specified. As per design Granite also be cutted in small size, fitted in between tiles. (UNA-GF-CO-02) | Sqft | 500 |  |  |  | 393.35
|  |  | Common area karime to BK wall RHS |  |  | 1 | 73.9 | 1 | 73.9 | OK
|  |  | Bikaner front to Lift LHS wall |  |  | 1 | 50 | 1 | 50 | OK
|  |  | Lift LHS short piece |  |  | 1 | 2.45 | 1 | 2.45 | OK
|  |  | Lift front area |  |  | 1 | 13.35 | 1 | 13.35 | OK
|  |  | Lift RHS DB wall |  |  | 1 | 4.5 | 1 | 4.5 | OK
|  |  | Stair case side |  |  | 1 | 10.4 | 1 | 10.4 | OK
|  |  | Fire extinguisher wall both side |  |  | 2 | 4 | 1 | 8 | OK
|  |  | Dominos and Bikane front |  |  | 1 | 31.75 | 1 | 31.75 | OK
|  |  | Bk café entry door front below fixed glasss |  |  | 1 | 21 | 1 | 21 | OK
|  |  | Center area |  |  | 2 | 22 | 1 | 44 | OK
|  |  | Center area |  |  | 2 | 52 | 1 | 104 | OK
|  |  | Mall entry below glass |  |  | 1 | 15 | 2 | 30 | OK
|  |  | 3" strip as per site | [6 empty] | OK | Add This ITEM IN EXTRA IF NOT IN BOQ PART IN RMT -UNIT
3) | Stone Skirting | Common seating area | Providing & fixing Rajasthan Black Granite skirting as per specifications with 17-20 mm thick mirror polished, machine cut jet black granite. The cost shall be inclusive of cutting, laying and polishing as specified. Skirting ht will be 150mm from FFL or as specified in drawings (UNA-GF-CO-02)(UNA-GF-CO-02) | Rft | 200 |  |  |  | 147.84
|  |  | Common area lhs and rhs |  |  | 2 | 74 |  | 148 | ok
|  |  | Dominos+bikaner front and Mall entrance entry |  |  | 2 | 31.75 |  | 63.5 | ok
|  |  | Less mall entry |  |  | -1 | 15 |  | -15 | ok
|  |  | Less BK counter |  |  | -1 | 8.66 |  | -8.66 | ok
|  |  | Less BK glasss door |  |  | -1 | 7 |  | -7 | ok
|  |  | Less lift front |  |  | -2 | 3 |  | -6 | ok
|  |  | Less star bucks opening area front area |  |  | -1 | 27 |  | -27 | ok
B | DADO (Wall finishes)
1 | Wall tiling | Lift Lobby | Providing and Fixing of 9mm thick vitrified wall tile of size - 1200 x600mm on walls wit no spacers in between tiles, cleaned properly at the ends and leaving no strains on the tile (make: simpolo, kajaria or equevalent) | sqft | 350 |  |  |  | 184.3908
|  |  | Lift lhs |  |  | 1 | 2.1 | 11.6 | 24.36 | ok
|  |  | Lift entry wall |  |  | 1 | 13.6 | 11.6 | 157.76 | ok
|  |  | Less lift opening |  |  | -2 | 3 | 11.6 | -69.6 | ok
|  |  | DB wall |  |  | 1 | 5.5 | 11.6 | 63.8 | ok
|  |  | Wall edge |  |  | 1 | 1.08 | 10.5 | 11.34 | ok
|  |  | Less DB |  |  | -1 | 1.41 | 1.83 | -2.5803 | ok
|  |  | Less DB |  |  | -1 | 0.83 | 0.83 | -0.6889 | ok
2 | Wall tiling | Counters | Providing and Fixing of 9mm thick vitrified wall tile of size - 1200 x600mm on walls wit no spacers in between tiles, cleaned properly at the ends and leaving no strains on the tile (make: simpolo, kajaria or equevalent) | sqft | 170 |  |  |  | 167.06
|  |  | Giani+Bun Tea counter front |  |  | 1 | 2 | 16.08 | 32.16 | ok
|  |  | Less flap door opening |  |  | -1 | 2 | 2 | -4 | ok
|  |  | Bikanerwala+Dominos counter front |  |  | 1 | 2 | 31.75 | 63.5 | ok
|  |  | Less bikaner counter height |  |  | -1 | 0.5 | 4 | -2 | ok
|  |  | Karim store side front |  |  | 1 | 2 | 29.2 | 58.4 | ok
|  |  | Less 3 store flap door opening |  |  | -3 | 2 | 2 | -12 | ok
|  |  | Column |  |  | 2 | 2 | 7.75 | 31 | ok
3 | Laminate paneling | Lift Lobby | Providing and fixing of 1mm laminate, pasted on base material like plyboard, HDHRM or Mdf with specific grooves and dimension as mentioned in the drawings and specification with proper adhesive and support material. (Make: Merino, greenlam or equevalent) as directed by architect. | sqft | 50 |  |  |  | 30
|  |  | Lift opening above |  |  | 2 | 3 | 5 | 30 | 0k
|  |  | Providing and fixing of 12mm HDHMR board paneling on the wall with necessary backing, screws, nails and adhesive as required, top layer of board will be finished with other material mentioned in the drawings and specification. (make: Green) | sqft | 50 |  |  |  | 30
|  |  | Lift opening above |  |  | 2 | 3 | 5 | 30 | ok
4 | Wooden flooring material paneling | Outlet Fascia | Providing and fixing with 9mm thick wooden flooring material on vertical surface with proper adhesive material and carefully installed with toung and groove. (make: Quickstep) as directed by architect | sqft | 420 |  |  |  | 908.2376
|  |  | Handwash entry+giani |  |  | 1 | 11.62 | 23.2 | 269.584 | ok
|  |  | Bulkhead Bottom edge |  |  | 1 | 0.58 | 16 | 9.28 | ok
|  |  | Less beam |  |  | -1 | 1.16 | 1.16 | -1.3456 | ok
|  |  | Bun tea opening less |  |  | -1 | 5 | 7.7 | -38.5 | ok
|  |  | Less handwash door |  |  | -1 | 4 | 7.92 | -31.68 | ok
|  |  | Less NIC opening |  |  | -1 | 5 | 7.7 | -38.5 | ok
|  |  | Bikane rhs wall edge |  |  | 1 | 0.58 | 5 | 2.9 | ok
|  |  | Bikaner and dominos bulkhead |  |  | 1 | 3.5 | 31.75 | 111.125 | ok
|  |  | Bottom edge bikaner and dominos common |  |  | 1 | 0.58 | 30 | 17.4 | ok
|  |  | Dominos and bikaner Partition wall edge |  |  | 1 | 0.58 | 5 | 2.9 | ok
|  |  | Karim+BK front |  |  | 1 | 11.75 | 74 | 869.5 | ok
|  |  | Bottom edge |  |  | 1 | 0.58 | 32 | 18.56 | ok
|  |  | Less karime store front |  |  | -1 | 8.08 | 12.25 | -98.98 | ok
|  |  | Less flap door |  |  | -1 | 1.65 | 3 | -4.95 | ok
|  |  | Less sub way outlet opening |  |  | -1 | 7.75 | 8 | -62 | ok
|  |  | Less sub way outlet opening |  |  | -1 | 6.75 | 8 | -54 | ok
|  |  | Less burger king door |  |  | -1 | 3.82 | 6.75 | -25.785 | ok
|  |  | Less burger king counter+glass door |  |  | -1 | 16.6 | 7.7 | -127.82 | ok
|  |  | Less sighnage |  |  | -1 | 2.25 | 42.88 | -96.48 | ok
|  |  | Above vestibule wall |  |  | 2 | 2.66 | 10 | 53.2 | ok
|  |  | Front vestibule |  |  | 1 | 2.66 | 9.12 | 24.2592 | ok
|  |  | Centre column |  |  | 2 | 7.25 | 8.08 | 117.16 | ok
|  |  | Center column sides |  |  | 4 | 0.5 | 1.83 | 3.66 | ok
|  |  | Less beam |  |  | -5 | 1.5 | 1.5 | -11.25 | ok
|  |  | Providing and fixing of 12mm HDHMR board paneling on the wall with necessary backing, screws, nails and adhesive as required, top layer of board will be finished with other material mentioned in the drawings and specification. (make: Green) | sqft | 420 |  |  |  | 908.2376 | ok
|  |  | Handwash entry+giani |  |  | 1 | 11.62 | 23.2 | 269.584 | ok
|  |  | Bulkhead Bottom edge |  |  | 1 | 0.58 | 16 | 9.28 | ok
|  |  | Less beam |  |  | -1 | 1.16 | 1.16 | -1.3456 | ok
|  |  | Bun tea opening less |  |  | -1 | 5 | 7.7 | -38.5 | ok
|  |  | Less handwash door |  |  | -1 | 4 | 7.92 | -31.68 | ok
|  |  | Less NIC opening |  |  | -1 | 5 | 7.7 | -38.5 | ok
|  |  | Bikane rhs wall edge |  |  | 1 | 0.58 | 5 | 2.9 | ok
|  |  | Bikaner and dominos bulkhead |  |  | 1 | 3.5 | 31.75 | 111.125 | ok
|  |  | Bottom edge bikaner and dominos common |  |  | 1 | 0.58 | 30 | 17.4 | ok
|  |  | Dominos and bikaner Partition wall edge |  |  | 1 | 0.58 | 5 | 2.9 | ok
|  |  | Karim+BK front |  |  | 1 | 11.75 | 74 | 869.5 | ok
|  |  | Bottom edge |  |  | 1 | 0.58 | 32 | 18.56 | ok
|  |  | Less karime store front |  |  | -1 | 8.08 | 12.25 | -98.98 | ok
|  |  | Less flap door |  |  | -1 | 1.65 | 3 | -4.95 | ok
|  |  | Less sub way outlet opening |  |  | -1 | 7.75 | 8 | -62 | ok
|  |  | Less sub way outlet opening |  |  | -1 | 6.75 | 8 | -54 | ok
|  |  | Less burger king door |  |  | -1 | 3.82 | 6.75 | -25.785 | ok
|  |  | Less burger king counter+glass door |  |  | -1 | 16.6 | 7.7 | -127.82 | ok
|  |  | Less sighnage |  |  | -1 | 2.25 | 42.88 | -96.48 | ok
|  |  | Above vestibule wall |  |  | 2 | 2.66 | 10 | 53.2 | ok
[6 empty] | 1 | 2.66 | 9.12 | 24.2592 | ok
|  |  | Centre column |  |  | 2 | 7.25 | 8.08 | 117.16 | ok
[6 empty] | 4 | 0.5 | 1.83 | 3.66 | ok
|  |  | Less beam |  |  | -5 | 1.5 | 1.5 | -11.25 | ok
C | CARPENTERY WORK
1 | Wood work |  | Dustbins box to be finished in laminate of Merino/ Greenlam or equivalent to be pasted over 18mm thk plyboard as per design and detail. SS flap to be fixed on dustbin fascia using necessary hardware and accessories as per specifications. ( size - 4''-6" X 1'-8" X 3'-0" | Nos. | 1
2 | Flush Door | Outlets | Supply and installation of the 35mm thick flush door for the designated area and chaukhat of 150 x 75mm in solid wood
The door will be custom-built to the exact design and dimensions provided in the project drawings, ensuring a precise fit for the intended opening.
The door will be finished (standard thickness) with 1mm thick approved shade laminate by the architect or designer.
The door will be equipped with, hinges, handles, and locks, as per project requirements.
|  |  | D1 - 3'6" x 8' - Giani's and Bikanervala outter wall | Nos. | 2 |  |  |  | 2 | OK
D | FALSE CEILING
1 | Wooden finish false ceiling | Handwash and Vestibule | Providing and Fixing of MDF base false ceiling with GYP Cerra framing as necessary to support the MDF base and wooden flooring material | sqft | 177 |  |  |  | 160.387
|  |  | Handwash area |  |  | 1 | 6.02 | 10.35 | 62.307 | ok
|  |  | Vestibule |  |  | 1 | 9.6 | 9.8 | 94.08 | ok
|  |  | Less aircurtain |  |  | -1 | 1 | 8 | -8 | ok
|  |  | Aircurtain back wall |  |  | 1 | 1.5 | 8 | 12 | ok
|  |  | Providing and fixing with 9mm thick wooden flooring material on ceiling MDF surface with proper adhesive material and carefully installed with toung and groove. (make: Quickstep) as directed by architect | sqft | 177 |  |  |  | 160.387 | ok
|  |  | Handwash area |  |  | 1 | 6.02 | 10.35 | 62.307 | ok
|  |  | Vestibule |  |  | 1 | 9.6 | 9.8 | 94.08 | ok
|  |  | Less aircurtain |  |  | -1 | 1 | 8 | -8 | ok
|  |  | Aircurtain back wall |  |  | 1 | 1.5 | 8 | 12 | ok
E | Ceiling installation/fixture
1 | Suspended MS Frame |  | Supply and installation of an the ceiling and finished with black duco paint finish.nd finished with black duco paint finish. | Rft | 350 |  |  |  | 469.92
|  |  | Common area ceiling Outer frame LHS & Rhs |  |  | 4 | 53 |  | 212 | ok
|  |  | Center side frame |  |  | 8 | 21.5 |  | 172 | ok
|  |  | + side frame |  |  | 12 | 4.16 |  | 49.92 | ok
|  |  | + side frame |  |  | 12 | 3 |  | 36 | ok
|  |  | MS frame will be suspended from the ceiling, allowing for a secure and stable installation with 1.5 x 1.5 ms pipes. |  | 150 |  |  |  | 71.4
|  |  | Common area ceiling |  |  | 15 | 3 |  | 45 | ok
|  |  | Center line |  |  | 40 | 0.66 |  | 26.4 | ok
Connected PC
MS frame will undergo a duco paint process for a durable and visually appealing finishing as per schedule
2 | Wooden finish aluminium baffle |  | Supply and installation of wooden finish aluminum baffle fixed in the MS frame. | Rft | 865
The baffle will be installed at suitable intervals within the MS frame as per the design and the drawing under the supervision of the site engineer.
|  |  | Aluminium baffle size - 1.5 x 1.5 inch | [5 empty] | 767
|  |  | Right hanad side line |  |  | 3 | 26 | 3.25 | 253.5 | ok
|  |  | Left hand side line |  |  | 3 | 26 | 3.25 | 253.5 | ok
|  |  | Center line |  |  | 4 | 20 | 3.25 | 260 | ok
3 | Covered False ceiling |  | Supply and fixing of MDF base on false ceiling | sqft | 215
To support MDF board on the ceiling, MS framing is required suspended from true slab, MS pipe size - 1.5 x 1.5mm
|  |  | Providing and fixing of custom made printed vinyl over MDF base with necessary base work, matte finish vinyl to be pasted, sample to be approved prior from architect. | [5 empty] | 187.2
|  |  | Common area ceiling+ CEILLING |  |  | 16 | 2.9 | 3 | 139.2 | OK
|  |  | Common area ceiling+ CEILLING |  |  | 4 | 3 | 4 | 48 | OK
F | Glass work
1 | Fixed glass |  | Supply and installation of a vestibule with the 10mm thick toughened glass panel fixed in a sleek black 25 x 50mm thick aluminium profile as per the design under the super vision of the site engineer. | Sq,ft | 300
Suitable hardware and seals will be installed to ensure smooth operation, security, and weather resistance of the vestibule.
|  |  | The aluminum profile may undergo a finishing process, such as anodizing or powder coating, to enhance its appearance and as per the design . | [5 empty] | 282.9884
|  |  | Mall Entry door |  |  | 1 | 14.97 | 8.86 | 132.6342 | OK
|  |  | Mall entry door LHS and RHS |  |  | 2 | 5.36 | 8.86 | 94.9792 | OK
|  |  | Mall entry front |  |  | 1 | 9.25 | 8.86 | 81.955 | OK
|  |  | Sliding door side |  |  | 2 | 1.5 | 8.86 | 26.58 | OK
|  |  | Less door |  |  | -1 | 6 | 8.86 | -53.16 | OK
2 | Sliding glass door |  | Sliding glass door of 3'6" x 9' with necessary channel and automatic sliding door sensor | No.s | 2 |  |  |  | 2 | OK
3 | MS framing |  | MS framing of 1.5 x 1.5 inch to support ceiling facsia material of MDF and wooden flooring and glass top support from the true slab | sqft | 110 |  |  |  | 110 |  |  |  | MB Required
G | Music System
1) | Bosch 12W Bi-Directional cabinet Loudspeaker |  |  | Nos. | 24
2) | Bosch 6W Ceiling Speaker LBD -0606 |  |  | Nos. | 6
3) | Stonewater 2x250W Power Amplifier |  |  | Nos. | 1
4) | Stonewater 120W Mixer Amplifier with USB, Bluetooth Facility |  |  | Nos. | 1
5) | NX Audio Microphone with stand |  |  | Nos. | 1
6) | Alpha Volume Control |  |  | Nos. | 4
7) | Alpha Group Volume Control |  |  | Nos. | 2
8) | 1.5mm sq. 2 core color-coded twin twisted ATC, overall PVC sheathed audio cable |  |  | Mtrs. | 200
9) | Installation, Final Testing & Commissioning |  |  | Job | 1
| Note: | Music system BOQ is per vendor detail
H | Light fixtures
1 | Suspended Profile Light |  | Supply and install 50 x 75mm Aluminum profile light, in black powder coated body | Rft | 400
The light fixture will be securely suspended from True Slab with appropriate hardware and brackets.
2 | Lamp post at FX-01 |  | Supply and Install curved lamp post at FX-01 as per design and drawing, MS pipe structure and powder coated with specific color mentioned in the schedule | Nos. | 4
3 | Concealed COB |  | Supply and install Black body concealed COB in specific wattage and color temp. | Nos. | 11
4 | Profile light |  | Supply and install profile light for LED strip in size of 25mm width with defuser and LED Strip | Rft | 30
|  |  | Supply and install profile light for LED strip in size of 10 width with defuser and LED Strip | Rft | 80
5 | Hanging Profile with Blade Light |  | Supply and install 38 x 38mm factory made profile, in black powder coated body, refer schedule | Nos. | 42
The light fixture will be securely suspended from True Slab with appropriate hardware and brackets.
J | Masonry Work
1) | Full brick partition walls |  | Providing and laying brick masonry above the plinth for the superstructure, for walls, architectural elements, and other similar locations, etc., in 1:6 Cement Mortar (1 Cement: 6 Coarse Sand by volume) in true line, level, and plumb, including raking the joints up to 6 to 12 mm depth, rubbing and cleaning the surface, with necessary scaffolding, curing, soaking of the bricks adequately before construction, complete as directed and specified. | Rft | 0
2) | Half brick partition walls |  | Providing and laying 4 1/2" thick half brickwork in partition walls and architectural elements etc., with well burnt 1st class table moulded, good quality approved bricks in 1:4 Cement Mortar (1 Cement : 4 Coarse Sand by volume) including soaking the bricks in water adequately and drying, scaffolding, curing, rubbing the surface, raking out the joints etc., complete as directed and specified. | Sqft | 0
K | PAINT
1) | Wall Paint |  | Providing and applying acrylic emulsion (water based 100% acrylic ) or approved equivalent grade inferior paint to all type of smooth plasters, concrete, etc surface. The surface to be painted shall be made free from any loose paint, dust, grease and any fungus, algae or moss, on it shall got be removed thoroughly by vigorous wire brushing and cleaning with water. Then one coat of exterior grade wall primer be applied after which any surface imperfection such as holes, dents, fine cracks shall be corrected by filling with synthetic grade putty. Thereafter sand the surface with emery paper 180 and wipe clean and apply second coat of interior grade primer and again surface imperfection to be corrected and again surface imperfection to be corrected. Thereafter again sand the surface with emery paper 320 and wipe clean and then apply the premium emulsion in two coats. All materials shall be of Asian/ British/ Nerolac make. The color and pattern/ color combination of the paint shall be got approved from Engineer in charge. The stock of the quantity for all material as manufacturer’s theoretical consumption (per unit of surface area) shall be made available at site before commencement of the painting work. The rate includes cost of all materials, labour, scaffolding, ladders charges, storing & safeguarding the labour in all heights. Contractor has to take all risk insurance policy from reputed insurance agency before commencement of work, contractor has to provide all precautions’ and arrange safety belts, helmets to all working labours at site. NOTE: 10% wasteage to be included wherever texture paint required. | Sqft | 350 |  |  |  | 131.78
|  |  | Mall entry from inside |  |  | 1 | 11.5 | 24.7 | 284.05 | OK
|  |  | Less vestibule |  |  | -1 | 3.25 | 10 | -32.5 | OK
|  |  | Column sides |  |  | 1 | 0.82 | 11.5 | 9.43 | OK
|  |  | Less mall entry |  |  | -1 | 15.2 | 8.5 | -129.2 | OK
2) | Ceiling and Beams Paint |  | Providing and applying acryluc Premium emulsion(water based 100% acrylic ) or approved equivalent grade inferior paint to all type of smooth plasters, concrete, ceilings etc surface. The surface to be painted shall be made free from any loose paint, dust, grease and any fungus, algae or moss, on it shall got be removed thoroughly by vigorous wire brushing and cleaning with water. Then one coat of exterior grade wall primer be applied after which any surface imperfection such as holes, dents, fine cracks shall be corrected by filling with synthetic grade putty. Thereafter sand the surface with emery paper 180 and wipe clean and apply second coat of interior grade primer and again surface imperfection to be corrected and again surface imperfection to be corrected. Thereafter again sand the surface with emery paper 320 and wipe clean and then apply the premium emulsion in two coats. All materials shall be of Asian/ British/ Nerolac make. The color and pattern/ color combination of the paint shall be got approved from Engineer in charge. The stock of the quantity for all material as manufacturer’s theoretical consumption (per unit of surface area) shall be made available at site before commencement of the painting work. The rate includes cost of all materials, labour, scaffolding, ladders charges, storing&safeguarding the labour in all heights. Contractor has to take all risk insurance policy from reputed insurance agency before commencement of work, contractor has to provide all precautions’ and arrange safety belts, helmets to all working labours at site. NOTE: 25% Wasteage to be included, including the application of paint on all the ducts, diffuser, beams, wiring etc. within the common seating area. | Sqft | 2750 |  |  |  | 3133.2641
|  |  | Common area ceiling |  |  | 1 | 74 | 31.75 | 2349.5 | OK
|  |  | Beam sides |  |  | 8 | 1.5 | 31.75 | 381 | OK
|  |  | Beam sides |  |  | 2 | 2 | 74 | 296 | OK
|  |  | Beam sides |  |  | 2 | 1.5 | 74 | 222 | OK
|  |  | Less lift area |  |  | -1 | 2.13 | 13.53 | -28.8189 | OK
|  |  | Less stair case area (5.56+2.83) |  |  | -1 | 8.39 | 10.3 | -86.417 | OK
L | FIXED FURNITURE
| Fixed Seating - 01 | FX-01 | FX-01 Furniture Construction and fabrications - Size: 8'10" x 8'10"
1 | BWP board base framing |  | Supply and install BWP Board (Boiling water proof board) base framing for furniture units as per specifications and drawings. | SqFt | 180
Cut and shape the BWP board frame to match the dimensions specified in the drawings or as directed by the Site engineer.
Securely combine the furniture structure using appropriate screws, nails or adhesives as per industry standards.
Sand the edges and surfaces of the BWP board furniture structure to ensure smoothness and remove any rough edges & splinters.
Bendply to be used in making the curves in seating and backrest.
2 | Laminate panelling |  | Providing & fixing 1mm thick approved shade laminate over BWP board (Boiling water proof board) as specified. | SqFt | 60
Ensure the BWP board surface is clean, dry, and free from any dirt, dust, or imperfections that may affect the adhesion of the laminate.
Smooth the edges and surface of the laminate using the appropriate tools, ensuring a seamless appearance.
Remove any adhesive residues or smudges from the laminate surface, leaving it clean.
3 | Leatherette Cushioning | Seat Rest Assembly | Providing & fixing leatherette seating for the specified furniture units as per requirement. | LS | 1
Provide leatheretter fabric in the designated color and texture as approved by the Architect or designer.
Skilled craftsmen will apply the leatherette fabric using appropriate upholstery techniques, ensuring a smooth and tailored appearance.
Securely fasten the leatherette fabric to the furniture frame using appropriate adhesives, staples, or other recommended fastening methods.
Trim excess fabric and tuck or secure the edges to achieve a clean look.
Fabric measurement as drawing or actual measurement
|  | Backrest assembly | The backrest assembly is the flexing type and consists of a fabricated inner frame assembly in-situ molded with PU foam with 25% compression of the foam. The complete molded backrest assembly is covered with a replaceable leatherette. | LS | 1
Fabric measurement as drawing or actual measurement
3 | 100MM High SS Skirting in Brushed Finish (SS304) |  | Providing & fixing 100mm high stainless steel (SS) skirting in Brushed Finish for the specified area. | RFT | 40
Fix the SS skirting to the furniture structure using suitable adhesives, screws, or other recommended fastening methods. Ensure proper alignment and smooth transitions at corners and joints.
4 | MS Railing | Center area | 10-12mm MS Bar railing as per design and refer drawings for the same | LS | 1
To support 10-12mm MS bar, 50mm MS plate to be used
MS to be finishe with Powder coating as per schedule
| Fixed Seating - 02 | FX-02 | FX-02 Furniture Construction and fabrications - length: 18'4"
1 | BWP board base framing |  | Supply and install BWP Board (Boiling water proof board) base framing for furniture units as per specifications and drawings. | SqFt | 275
Cut and shape the BWP board frame to match the dimensions specified in the drawings or as directed by the Site engineer.
Securely combine the furniture structure using appropriate screws, nails or adhesives as per industry standards.
Sand the edges and surfaces of the BWP board furniture structure to ensure smoothness and remove any rough edges & splinters.
2 | Laminate panelling |  | Providing & fixing 1mm thick approved shade laminate over BWP board (Boiling water proof board) as specified. | SqFt | 125
Ensure the BWP board surface is clean, dry, and free from any dirt, dust, or imperfections that may affect the adhesion of the laminate.
Smooth the edges and surface of the laminate using the appropriate tools, ensuring a seamless appearance.
Remove any adhesive residues or smudges from the laminate surface, leaving it clean.
3 | Leatherette Cushioning | Seat Rest Assembly | Providing & fixing leatherette seating for the specified furniture units as per requirement. | LS | 1
Provide leatheretter fabric in the designated color and texture as approved by the Architect or designer.
Skilled craftsmen will apply the leatherette fabric using appropriate upholstery techniques, ensuring a smooth and tailored appearance.
Securely fasten the leatherette fabric to the furniture frame using appropriate adhesives, staples, or other recommended fastening methods.
Trim excess fabric and tuck or secure the edges to achieve a clean look.
Fabric measurement as drawing or actual measurement
|  | Backrest assembly | The backrest assembly is the flexing type and consists of a fabricated inner frame assembly in-situ molded with PU foam with 25% compression of the foam. The complete molded backrest assembly is covered with a replaceable leatherette. | LS | 1
Fabric measurement as drawing or actual measurement
3 | 100MM High SS Skirting in Brushed Finish (SS304) |  | Providing & fixing 100mm high stainless steel (SS) skirting in Brushed Finish for the specified area. | RFT | 25
Fix the SS skirting to the furniture structure using suitable adhesives, screws, or other recommended fastening methods. Ensure proper alignment and smooth transitions at corners and joints.
| Fixed Seating - 03 | FX-03 | FX-03 Furniture Construction and fabrications - length: 18'4"
1 | BWP board base framing |  | Supply and install BWP Board (Boiling water proof board) base framing for furniture units as per specifications and drawings. | SqFt | 260
Cut and shape the BWP board frame to match the dimensions specified in the drawings or as directed by the Site engineer.
Securely combine the furniture structure using appropriate screws, nails or adhesives as per industry standards.
Sand the edges and surfaces of the BWP board furniture structure to ensure smoothness and remove any rough edges & splinters.
2 | Laminate panelling |  | Providing & fixing 1mm thick approved shade laminate over BWP board (Boiling water proof board) as specified. | SqFt | 120
Ensure the BWP board surface is clean, dry, and free from any dirt, dust, or imperfections that may affect the adhesion of the laminate.
Smooth the edges and surface of the laminate using the appropriate tools, ensuring a seamless appearance.
Remove any adhesive residues or smudges from the laminate surface, leaving it clean.
3 | Leatherette Cushioning | Seat Rest Assembly | Providing & fixing leatherette seating for the specified furniture units as per requirement. | LS | 1
Provide leatheretter fabric in the designated color and texture as approved by the Architect or designer.
Skilled craftsmen will apply the leatherette fabric using appropriate upholstery techniques, ensuring a smooth and tailored appearance.
Securely fasten the leatherette fabric to the furniture frame using appropriate adhesives, staples, or other recommended fastening methods.
Trim excess fabric and tuck or secure the edges to achieve a clean look.
Fabric measurement as drawing or actual measurement
|  | Backrest assembly | The backrest assembly is the flexing type and consists of a fabricated inner frame assembly in-situ molded with PU foam with 25% compression of the foam. The complete molded backrest assembly is covered with a replaceable leatherette. | LS | 1
Fabric measurement as drawing or actual measurement
3 | 100MM High SS Skirting in Brushed Finish (SS304) |  | Providing & fixing 100mm high stainless steel (SS) skirting in Brushed Finish for the specified area. | RFT | 21
Fix the SS skirting to the furniture structure using suitable adhesives, screws, or other recommended fastening methods. Ensure proper alignment and smooth transitions at corners and joints.
Q | COUNTERS
1) | Outlet Counter Fascia |  | 18MM plyboard fixing over brickwall for counter corian cladding and counter top | RFT | 80
Provind and fixing of Corian, fixed on plyboard boxing and counter top
|  |  | 10 x 6mm Aluminum profile for LED strip fixing as per the architecture detail drawing with LED strip from Philips | [5 empty] | 69.93 | OK
|  |  | KARIMS & 2 SHOPS |  | KARIMS & 2 SHOPS | 1 | 29.5 |  | 29.5 | OK
|  |  | DOMINOS & BIKANERVALA |  | DOMINOS & BIKANERVALA | 1 | 31.75 |  | 31.75 | OK
|  |  | NIC & BUNTEA |  | NIC & BUNTEA | 1 | 16 |  | 16 | OK
|  |  | Less flap door opening |  |  | -4 | 1.83 |  | -7.32 | OK
Q | BULKHEAD
1) | Outlets |  | 75mm thk. bulkhead to be finished in 18mm thk. plyboard which is further to be finished in plane matte finish laminate (Merino/ Greenlam or equivalent) no textured lamiante to be used in the bulkhead. | Sqft | 445
Q | SS CORNER GUARD
1) | SS CORNER GUARD |  | 25 X 25MM SS corner guard pasted on every corner edge, where material is turning or two material is meeting from edges. SS angle to be chrome finished. Prior approval of SS corner guard is necessary from the architect. | Rft | 286 |  |  |  | 321.502 | OK
|  |  | All store side vertical |  |  | 12 | 5.16 |  | 61.92 | OK
|  |  | Giani bulkhead |  |  | 1 | 7.71 |  | 7.71 | OK
|  |  | Bikanerwala |  |  | 1 | 19.38 |  | 19.38 | OK
|  |  | Karim Bulkhead |  |  | 1 | 12.31 |  | 12.31 | OK
|  |  | Flap door side |  |  | 4 | 2 |  | 8 | OK
|  |  | dominos |  |  | 1 | 11.85 |  | 11.85 | OK
|  |  | Noodle wok |  |  | 1 | 7.88 |  | 7.88 | OK
|  |  | Ro1ls King |  |  | 1 | 6.8 |  | 6.8 | OK
|  |  | Common area column |  |  | 8 | 10.16 |  | 81.28 | OK
|  |  | Lift side |  |  | 1 | 11.82 |  | 11.82 | OK
|  |  | Near Staircase |  |  | 1 | 9.5 |  | 9.5 | OK
|  |  | Handwash door vertical |  |  | 2 | 8 |  | 16 | OK
|  |  | Handwash door horizental |  |  | 2 | 4.16 |  | 8.32 | OK
|  |  | Handwash inside wall |  |  | 2 | 9 |  | 18 | OK
|  |  | BK side wall near entrance |  |  | 1 | 7.66 |  | 7.66 | OK
|  |  | BK counter |  |  | 1 | 5 |  | 5 | OK
|  |  | BK door |  |  | 2 | 6.916 |  | 13.832 | OK
|  |  | BK door |  |  | 1 | 4.08 |  | 4.08 | OK
|  |  | Dominos counter LHS and RHS (5.08+5.08) |  |  | 1 | 10.16 |  | 10.16 | OK
R | PLANTS
1) | Artificial plants |  | Providing and fixing of artificial plants in 6" thk. green foam to be placed in the wooden base which is internally finished in commercial laminate pasted over 18mm thk plyboard (Merino/ Century or equivalent) as per the design & detailing. | LS | 1
T | AIR CURTAIN |  | Providing and fixing of Air Curtain of size 4'x1'x1' having automated magnetic or mechanical sensor operation. Single phase of MakeCG/KIRLOSKAR/GEC. Aluminum material blower velocity 20-25 cu.m/hr with front grill fitted | Nos | 2
R | Handwash and Drinking water
1 | Washing and Drinking water counter |  | Counter to be made in Water proof Plyboard and MS frame as per detail drawing | sqft | 20 |  |  |  | 18.5086
Providing and fixing of 12mm corian as per schedule on plyboard counter as per detail drawing
|  |  | Handwash counter-1 |  |  | 1 | 1.916 | 4.83 | 9.2543 | OK
|  |  | Drinking counter-2 |  |  | 1 | 1.916 | 4.83 | 9.2543 | OK
|  |  | Providing and fixing of 12mm corian as per schedule on plyboard counter as per detail drawing | [5 empty] | 18.5086 | OK
[6 empty] | 1 | 1.916 | 4.83 | 9.2543 | OK
[6 empty] | 1 | 1.916 | 4.83 | 9.2543 | OK
2 | Wall tiling |  | Providing and Fixing of 9mm thick vitrified wall tile of size - 1200 x600mm on walls wit no spacers in between tiles, cleaned properly at the ends and leaving no strains on the tile (make: simpolo, kajaria or equevalent) | sqft | 350 |  |  |  | 339.0528
|  |  | Handwash lhs and rhs |  |  | 2 | 9 | 10.88 | 195.84 | OK
|  |  | Front and back |  |  | 2 | 6.03 | 10.88 | 131.2128 | OK
|  |  | Less door |  |  | -1 | 4 | 8.08 | -32.32 | OK
|  |  | Common wall |  |  | 2 | 1.916 | 10 | 38.32 | OK
|  |  | Common wall edge |  |  | 1 | 0.6 | 10 | 6 | OK
3 | Acrylic Signage |  | 10mm thick black acrylic CNC cut signage pasted on tiles and wooden material as detail | LS | 1
4 | Mirror work |  | 6-8mm Thick looking mirrow with 25mm beveled from the edges pasted on Plyboard box as per detail | LS | 1 |  |  |  | 1 | ok
|  |  | 10 x 6mm Aluminum profile for LED strip fixing as per the architecture detail drawing with LED strip from Philips | LS | 1 |  |  |  | 1 | ok
5 | Misc. |  | 10mm Thick toughened glass shelf on tiling with Patch fiting as per the architecture detail drawing | LS | 1 |  |  |  | 1 | ok
| Note: |  | Handwash and Drinking water fixtures refer separate Handwash and Drinking water fixture schedule
U | Miscellaneous Work
1) | Debris Removal from site |  | Removal of debris from site post construction | LS
2) | Cleaning of site post completion |  | Professional and Deap cleaning after completion | LS
3) | Acrylic signage |  | Acrylic signage to be cut and fixed on wall as per the design and specifications. | Nos | As/Actual
ALL COMPONENTS OF CARPENTRY (PLYWOOD/GYPSUM BOARD) TO BE OF 1 HR. FIRE RATING.
Please note that loose furniture is not been included in the BOQ, for loose furniture quantity refer furniture schedule
Please refer make list for material makes and specification
IMP NOTE: The description of works provided above along with the drawings are meant only to describe the intent for the design. The vendor/ contractor is expected to develop his/her details/shop drawings as required to fulfil the design intent whilst ensuring functional compliance and structural stability. These details are to be reviewed with the architect/ project manager prior to commencement of work at site. If there are any discrepancies between the drawing and the BOQ provided, please consult/ clarify with the designer.All componets of carpentry (Plywood / Gypsum boards) to be of 1Hr Fire rating.

## PLUMBING BOQ
UNA FOOD COURT
COMMON AREA (INTERNAL & EXTERNAL )
S.N. | Description | Unit | EXECUTED QTY | ANNEXURE RATE | ANNEXURE AMOUNT
Subhead I - Sanitary Fixtures
1 | Providing & Fixing of white vitreous China wall hung Double syphonic type European water closet with C.P. bolts, nuts, Special soft close toilet seat & cover with C.P.wall hinges & rubber buffers. Make & Model : KOHLER | Each |  |  | 0
2 | Providing & Fixing, testing and commissioning of concealed cistern 10 Liters with Cover Plate 40mm Size with all accessories. including cuttings & making good the walls. floors slab wherever required. Make & Model :KOHLER | Each |  |  | 0
3 | Providing & Fixing of 15 mm dia C.P. Ablution health faucet with 1.0 m long flexible tube with wall hook and operating knob complete in all respects. Make & Model : KOHLER | Each |  |  | 0
4 | Providing Fixing of C.P. brass toilet paper holder with mounted rod with C.P. brass screws. Make & Model : KOHLER | Each |  |  | 0
5 | Providing & Fixing of two way C.P. brass bib cock with C.P brass wall flange. Make & Model: KOHLER | Each |  |  | 0
6 | Providing & Fixing of C.P. brass bib cock with C.P brass wall flange. Make & Model: KOHLER | Each |  |  | 0
7 | Providing & Fixing of C.P. brass Long body bib cock with C.P brass wall flange. Make & Model: KOHLER | Each | 0 |  | 0
8 | Providing Fixing of electricaly operated automatic flushing systems with urinal 320 x 300 x 525 mm to ensure flushing only when in use, comprising of all plumbing, electronic and electrical items. C.P. brass flush pipe with clamps and screws, C.P. brass elbow,control valves, completely conceled in wall, including cutting and making good the walls and floors where required. Make & Model: KOHLER | Each |  |  | 0
9 | Providing & Fixing of C.P. brass Angle Valve (dia 15mm) with C.P wall flange etc. complete as required. Make & Model : Make & Model: KOHLER | Each | 0 |  | 0
10 | Providing & Fixing in position of white vitreous china Counter Wash basin (size 520 x 450 x 200 mm ) with C.I. brackets painted white.KOHLER | Each |  |  | 0
10.1 | 32 mm dia C.P. brass waste coupling | Each | 4 | 350 | 1400
10.2 | 32 mm dia of P- Trap / Bottle trap(Made Of Plastic) (Make-as per selection) (Connection x Outlet = (1 1/4" x 32 mm)Body Made of PP (Poly Propylene) . including cutting and making good the walls and floors where required. | Each | 4 | 3200 | 12800
11 | Providing & Fixing of C.P. brass single lever basin mixer without popup waste complete as required. Make & Model : KOHLER | Each |  |  | 0
12 | Providing & Fixing of 15mm C.P. brass pillar tap without popup waste complete as required. Make & Model :KOHLER | Each | 4 | 5500 | 22000
13 | Providing and fixing beveled edge mirror of superior glass (of approved quality) (size 900x600mm) complete with 6 mm thick hard board ground fixed to wooden cleats with C.P. brass screws and washers complete. | Each |  |  | 0
14 | Providing and fixing concealed Stop Cock Brass 400 gm. 15mm nominal bore. superior quality & of approved make:KOHLER | Each |  |  | 0
15 | Providing and Fixing of S.S. sink without drain board over all size 600x450x200mm Single bowl size:- 500x400x200mm with C.P. Brass waste assembly, bottle Trap For sinks with horizontal outlet, (1 1/2" X 40mm) with extension piece wall flange & rubbre adopters complete as required.(Make: Nirali or Equivalent | Each |  |  | 0
16 | Providing and Fixing C.P. brass wall mounted/ table top sink mixer with swinging spout, wall mounted type complete as required. Make & Model : KOHLER | Each |  |  | 0
17 | Providing Fixing of 15 mm dia Pvc connector SS Wired 450mm long with connecting nuts [for connection to Mixers & taps from angle valve. Make & Model : KOHLER | Each |  |  | 0
18 | Providing & Fixing of C.P. brass twin coat hooks fixed on toilet door with C.P. brass screws. Make & Model : KOHLER | Each |  |  | 0
19 | Providing & Fixing of recessed type S.S. soap dish including cutting and making good the walls (Wall Mounted). Make & Model : KOHLER | Each |  |  | 0
20 | Providing & Fixing of C.P. brass towel ring (Round) with C.P. brass wall brackets & CP brass screws complete as required. Make & Model : KOHLER | Each |  |  | 0
21 | Supply, installation,testing & commissioning of Storage Type Electric Hot Water Generator of mentioned capacity, suitable for 3 KG/cm2 pressure, Wall Mounted / Floor standing type, with Auto Shut-off Thermostat, along with isoltion Valves, Air Release valve, SS flexible connections andall other std accessories. 15Liters Capacity. | Each |  |  | 0
| Subhead II - Internal Drainage (Rainwater, Soil, Waste & vent Pipes & Fittings) |  |  |  | 0
1 | Providing and fixing Upvc SWR pipes ( Class B Heavy Type) including all fittings (plain or door) e.g. bends, junction, cowls, offsets, access pieces, jointing with rubber ring/solvent cement joints,jali,clamps including cutting chase or holes in walls and floors and making good where required.( Inside the building) |  |  |  | 0
a) | 50 mm dia | Mtr. |  |  | 0
b) | 75 mm dia | Mtr. |  |  | 0
c) | 110 mm dia | Mtr. | 70.74 | 460 | 32540.4
2 | Providing and fixing Upvc SWR pipes Class B Heavy Type) including all fittings (plain or door) e.g. bends, junction, cowls, offsets, access pieces, jointing with rubber ring/solvent cement joints,jali,clamps including cutting chase or holes in walls and floors and making good where required.(in vertical stacks inside the building) Make: |  |  |  | 0
c) | 110 mm dia | Mtr. |  |  | 0
3 | Providing & fixing in position pipe trap of self cleaning design of following sizes for the embedded areas. Making proper connection with , cutting chase / hole in floors /slabs and bringing the same in proper condition in cement concrete 1:2:4 mix complete as required. including cost of cutting and making good the walls and floors where required. Make : |  |  |  | 0
» | P-trap 75 mm dia | Each |  |  | 0
» | Multi trap 110 mm dia with square grating (Outlet 75MM dia) | Each |  |  | 0
» | Floor trap 110 mm dia with grating(Outlet 75MM dia) | Each |  |  | 0
» | Nahani trap 110 mm dia with grating(Outlet 75MM dia) | Each | 3 | 1250 | 3750
4 | Making Tarrace Rain Colletion khurras (slope) Near Rain Water stack 230x230 cm with average minimum thickness of 5 cm cement concrete 1:2:4 (1 cement: 2 coarse sand: 4 graded stone aggregate of 20 mm nominal size). | Each |  |  | 0
| Subhead III - Internal/External Water Supply |  |  |  | 0
1 | Providing and fixing Chlorinated Polyvinyl Chloride (CPVC) pipes SDR 11, having thermal stability for hot & cold , flushing water supply including all CPVC plain & brass threaded fittings i/c fixing the pipe with clamps at 1.00 m spacing. This includes jointing of pipes & fittings with one step CPVC solvent cement and testing of joints complete as per direction of Engineer in Charge. (Internal work Exposed on wall/ Terrace/Ceiling) |  |  |  | 0
1.1 | 20 mm dia | RMT | 83.6 | 330 | 27588
1.2 | 25 mm dia | RMT | 55.1 | 290 | 15979
1.3 | 32 mm dia | RMT |  |  | 0
| Giani ceiling to shaft bottom vertical(4+.6+10.2+1.5) |  |  |  | 0
1.4 | 40 mm dia | RMT |  |  | 0
1.5 | 50 mm dia | RMT |  |  | 0
1.6 | 65 mm dia | RMT |  |  | 0
2 | Providing and fixing Chlorinated Polyvinyl Chloride (CPVC) pipes SDR 11, having thermal stability for hot & cold water supply including all CPVC plain & brass threaded fittings i/c fixing the pipe with clamps at 1.00 m spacing. This includes jointing of pipes & fittings with one step CPVC solvent cement and the cost of cutting chases and making good the same including testing of joints complete as per direction of Engineer in Charge. (Concealed work including cutting chases and making good the walls etc.,) |  |  |  | 0
2.1 | 20 mm dia | RMT |  |  | 0
2.2 | 25 mm dia | RMT |  |  | 0
2.3 | 32 mm dia | RMT |  |  | 0
3 | Providing and fixing Chlorinated Polyvinyl Chloride (CPVC) pipes, having thermal stability for hot & cold water supply including all CPVC plain & brass threaded fittings, this included jointing of pipes & fittings with one step CPVC solvent cement , trenching refilling & testing of joints complete as per direction of Engineer in Charge. (External burried Pipe work). |  |  |  | 0
3.1 | 25 mm dia | RMT |  |  | 0
3.2 | 32 mm dia | RMT |  |  | 0
3.3 | 40 mm dia | RMT |  |  | 0
3.4 | 50 mm dia | RMT |  |  | 0
3.5 | 65 mm dia | RMT |  |  | 0
3 | Providing & fixing gun metal lever operated ball valve. Tested to a pressure of 15 Kg / Sqcm. Including flanges/union, nuts, bolts, washer etc. Complete as required. |  |  |  | 0
3.1 | 25 mm dia | Nos. |  |  | 0
3.2 | 32 mm dia | Nos. |  |  | 0
3.3 | 40 mm dia | Nos. |  |  | 0
3.4 | 50 mm dia | Nos. |  |  | 0
3.5 | 65 mm dia | Nos. |  |  | 0
4 | Providing & fixing nitryl rubber insulation on internal hot water pipes size 16mm dia. to 50 mm dia(inner). All insulated pipe shall be painted of three coat with brush of STARBOND 30-36 SUPER water based UV barrier to protect the insulation material from any damage. |  |  |  | 0
a) | 20/25 mm dia (9mm thick insulation) | RM |  |  | 0
5 | Providing & fixing closed cell nitryl rubber insulation on all water supply/return pipes exposed to sunlight (Make-Armaflex/K-flex/Superlon). All piping shall be provided with three coat of Protective coating of PARACOAT – BPC in conjunction with woven glass fiber cloth as per specifications. Make-Paramount polytreat. (Note : After covering of insulation, primairly one coat of PARACOAT – BPC to be done, then covered with woven glass fiber cloth with one more coat of PARACOAT – BPC and lastly after drying of second coat, the final coat of PARACOAT – BPC shall be done to making the good and strengthened) |  |  |  | 0
| 20 mm dia (9mm thick insulation) | RM |  |  | 0
| 25 mm dia (9mm thick insulation) | RM |  |  | 0
| 32 mm dia (9mm thick insulation) | RM |  |  | 0
| 40 mm dia (9mm thick insulation) | RM |  |  | 0
6 | Providing and fixing brass automatic air vent valve for purging of water supply lines of suitable pressure including flanges/union, nuts, bolts, washer etc. Complete as required. Make : Unik/ SKS/ NVR. | EACH |  |  | 0
7 | Providing and fixing in position of approved quality Water level control valve with automatic On/OFF system of valve suitable for pressure of 10 Kg/sqcm of the following sizes: Make : | EACH |  |  | 0
8 | Providing, fixing, testing and commissioning of Butterfly Valve with forged brass body, brass diaphram and SS seal in water supply pipes. Complete as required. Make : Unik/ SKS/ NVR. |  |  |  | 0
| 65mm dia | EACH |  |  | 0
9 | Providing, fixing, testing and commissioning of NRV with forged brass body, brass diaphram and SS seal in water supply pipes. Complete as required. Make : Unik/ SKS/ NVR. |  |  |  | 0
| 25 mm dia | EACH |  |  | 0
| 32 mm dia | EACH |  |  | 0
| 50 mm dia | EACH |  |  | 0
10 | Providing and fixing of brass multijet water meters with magnetic transmision of IS-779:1994 including with rubber gasket, flanges/ unions, nuts, bolts, washers, etc. complete as required. Make : Kranti |  |  |  | 0
| 25 mm dia | EACH |  |  | 0
11 | Providing, fixing, testing and commissioning of Y STRAINER FLANGED END EPOXY COATED WITH SS SCREEN (CR16B) |  |  |  | 0
| 25mm Dia | EACH |  |  | 0
| External Drainage & Storm Water |  |  |  | 0
1 | Fixing, jointing and testing in position the following UPVC pipes( 6Kg/sq cm) conforming to IS: 4985 for drainage cut to required lengths including all necessary fittings and specials such as bends, junctions, offsets, making proper connections. Including providing PCC . Pipe to be laid below ground level in trenches upto required depth including excavation in all kind of soil, dewatering, refilling, watering, ramming & removing the surplus excavated material and making good the same complete as required.Cost shall include making connection with municipal sewer manhole including all associated civil & cost of all liasion works for getting approval. Make: Supreme |  |  |  | 0
» | 110 mm dia | Mtr. |  |  | 0
» | 160 mm dia | Mtr. |  |  | 0
» | 200 mm dia | Mtr. |  |  | 0
2 | Fixing of square mouth S.W. gully trap grade 'A' complete with C.I. grating brick masonry chamber with bricks of class designation 75 and water & gas tight heavy C.I. cover with frame of 260x260 mm size clear opening, frame of size 390x390 mm with weight of frame to be not less than 10 kg and cover of size 300x300 mm/450x450 mm with weight of cover to be not less than 9 kg. as per standard design. |  |  |  | 0
» | 180x150 mm size P type with F.P.S. bricks of class designation 75. | Each |  |  | 0
3 | Constructing brick masonry Sewer manhole with 75 class designation bricks in cement mortar 1:4(1 cement : 4 fine sand) RCC top slab with 1:2:4 mix ( 1 cement: 2 coarse sand: 4 graded stone aggregate 20 mm nominal size) foundation concrete 1:4:8 mix (1 cement: 4 coarse sand: 8 graded stone aggregate 40 mm nominal size) inside and outside plastering 12 mm thick with cement mortar 1:3 (1 cement: 3 coarse sand) finished with a floating coat of neat cement and making channels in cement concrete 1:2:4 mix (1 cement: 2 coarse sand: 4 graded stone aggregate 20 mm nominal size) finished with a floating coat of neat cement complete as per standard design. [All earthwork and PVC coated CI foot-rests included] |  |  |  | 0
» | Inside size 45x45 cms and 55 cms deep including SFRC/Heavy C.I. cover with frame (Heavy duty). | Each |  |  | 0
» | Inside size 60x60 cms and 60 cms deep including SFRC/Heavy C.I. cover with frame (Heavy duty). | Each |  |  | 0
» | Inside size 75x60 cms and 75 cms deep including SFRC/Heavy C.I. cover with frame (Heavy duty). | Each |  |  | 0
4 | Constructing brick masonry Rain Water Catch Basin/ Chambers with 75 class designation bricks in cement mortar 1:4(1 cement : 4 fine sand) RCC top slab with 1:2:4 mix ( 1 cement: 2 coarse sand: 4 graded stone aggregate 20 mm nominal size) foundation concrete 1:4:8 mix (1 cement: 4 coarse sand: 8 graded stone aggregate 40 mm nominal size) inside and outside plastering 12 mm thick with cement mortar 1:3 (1 cement: 3 coarse sand) finished with a floating coat of neat cement and making channels in cement concrete 1:2:4 mix (1 cement: 2 coarse sand: 4 graded stone aggregate 20 mm nominal size) finished with a floating coat of neat cement complete as per standard design. [All earthwork and PVC coated CI foot-rests included] |  |  |  | 0
» | Inside size 30x30 cms and 45 cms deep including MS Grating Covers (Heavy duty). | Each | 1 | 8500 | 8500
» | Inside size 45x45 cms and 60 cms deep including MS Grating Covers (Heavy duty). | Each |  |  | 0
» | Inside size 60x60 cms and 75 cms deep including MS Grating Covers (Heavy duty). | Each |  |  | 0
TOTAL |  |  | ANNEXURE AMOUNT-1 |  | 124557.4
Note on D43: NOT GIVEN IN ANNEXURE -EXTRA WORK

## PLUMBING JMS
UNA FOOD COURT
DRAINAGE & WATER SUPPLY WORK BOQ
COMMON AREA (INTERNAL & EXTERNAL )
S.N. | Description | Unit | BOQ QTY | NO | LENGTH | EXECUTED QTY | RATE | AMOUNT
Subhead I - Sanitary Fixtures
1 | Providing & Fixing of white vitreous China wall hung Double syphonic type European water closet with C.P. bolts, nuts, Special soft close toilet seat & cover with C.P.wall hinges & rubber buffers. Make & Model : KOHLER | Each | 0 |  |  |  |  | 0
2 | Providing & Fixing, testing and commissioning of concealed cistern 10 Liters with Cover Plate 40mm Size with all accessories. including cuttings & making good the walls. floors slab wherever required. Make & Model :KOHLER | Each | 0 |  |  |  |  | 0
3 | Providing & Fixing of 15 mm dia C.P. Ablution health faucet with 1.0 m long flexible tube with wall hook and operating knob complete in all respects. Make & Model : KOHLER | Each | 0 |  |  |  |  | 0
4 | Providing Fixing of C.P. brass toilet paper holder with mounted rod with C.P. brass screws. Make & Model : KOHLER | Each | 0 |  |  |  |  | 0
5 | Providing & Fixing of two way C.P. brass bib cock with C.P brass wall flange. Make & Model: KOHLER | Each | 0 |  |  |  |  | 0
6 | Providing & Fixing of C.P. brass bib cock with C.P brass wall flange. Make & Model: KOHLER | Each | 0 |  |  |  |  | 0
7 | Providing & Fixing of C.P. brass Long body bib cock with C.P brass wall flange. Make & Model: KOHLER | Each | 5 |  |  |  |  | 0
8 | Providing Fixing of electricaly operated automatic flushing systems with urinal 320 x 300 x 525 mm to ensure flushing only when in use, comprising of all plumbing, electronic and electrical items. C.P. brass flush pipe with clamps and screws, C.P. brass elbow,control valves, completely conceled in wall, including cutting and making good the walls and floors where required. Make & Model: KOHLER | Each | 0 |  |  |  |  | 0
9 | Providing & Fixing of C.P. brass Angle Valve (dia 15mm) with C.P wall flange etc. complete as required. Make & Model : Make & Model: KOHLER | Each | 5 |  |  |  |  | 0
10 | Providing & Fixing in position of white vitreous china Counter Wash basin (size 520 x 450 x 200 mm ) with C.I. brackets painted white.KOHLER | Each | 2 |  |  |  |  | 0
10.1 | 32 mm dia C.P. brass waste coupling | Each | 4 |  |  | 4 |  | 0 | OK
10.2 | 32 mm dia of P- Trap / Bottle trap(Made Of Plastic) (Make-as per selection) (Connection x Outlet = (1 1/4" x 32 mm)Body Made of PP (Poly Propylene) . including cutting and making good the walls and floors where required. | Each | 4 |  |  | 4 |  | 0 | OK
11 | Providing & Fixing of C.P. brass single lever basin mixer without popup waste complete as required. Make & Model : KOHLER | Each | 0 |  |  |  |  | 0
12 | Providing & Fixing of 15mm C.P. brass pillar tap without popup waste complete as required. Make & Model :KOHLER | Each | 4 |  |  | 4 |  | 0 | Not marked in MB -OK
13 | Providing and fixing beveled edge mirror of superior glass (of approved quality) (size 900x600mm) complete with 6 mm thick hard board ground fixed to wooden cleats with C.P. brass screws and washers complete. | Each | 2 |  |  |  |  | 0
14 | Providing and fixing concealed Stop Cock Brass 400 gm. 15mm nominal bore. superior quality & of approved make:KOHLER | Each | 0 |  |  |  |  | 0
15 | Providing and Fixing of S.S. sink without drain board over all size 600x450x200mm Single bowl size:- 500x400x200mm with C.P. Brass waste assembly, bottle Trap For sinks with horizontal outlet, (1 1/2" X 40mm) with extension piece wall flange & rubbre adopters complete as required.(Make: Nirali or Equivalent | Each | 0 |  |  |  |  | 0
16 | Providing and Fixing C.P. brass wall mounted/ table top sink mixer with swinging spout, wall mounted type complete as required. Make & Model : KOHLER | Each | 0 |  |  |  |  | 0
17 | Providing Fixing of 15 mm dia Pvc connector SS Wired 450mm long with connecting nuts [for connection to Mixers & taps from angle valve. Make & Model : KOHLER | Each | 5 |  |  |  |  | 0
18 | Providing & Fixing of C.P. brass twin coat hooks fixed on toilet door with C.P. brass screws. Make & Model : KOHLER | Each | 0 |  |  |  |  | 0
19 | Providing & Fixing of recessed type S.S. soap dish including cutting and making good the walls (Wall Mounted). Make & Model : KOHLER | Each | 2 |  |  |  |  | 0
20 | Providing & Fixing of C.P. brass towel ring (Round) with C.P. brass wall brackets & CP brass screws complete as required. Make & Model : KOHLER | Each | 2 |  |  |  |  | 0
21 | Supply, installation,testing & commissioning of Storage Type Electric Hot Water Generator of mentioned capacity, suitable for 3 KG/cm2 pressure, Wall Mounted / Floor standing type, with Auto Shut-off Thermostat, along with isoltion Valves, Air Release valve, SS flexible connections andall other std accessories. 15Liters Capacity. | Each | 0 |  |  |  |  | 0
Subhead II - Internal Drainage (Rainwater, Soil, Waste & vent Pipes & Fittings)
1 | Providing and fixing Upvc SWR pipes ( Class B Heavy Type) including all fittings (plain or door) e.g. bends, junction, cowls, offsets, access pieces, jointing with rubber ring/solvent cement joints,jali,clamps including cutting chase or holes in walls and floors and making good where required.( Inside the building)
a) | 50 mm dia | Mtr. | 4 |  |  |  |  | 0
b) | 75 mm dia | Mtr. | 3 |  |  |  |  | 0
c) | 110 mm dia Derain System in Basement stp | Mtr. | 8 |  |  | 70.74 |  | 0
| Shaft-MAIN CONNECTION |  |  | 1 | 1.5 | 1.5 |  |  | OK
| Shaft to ETP |  |  | 1 | 18.5 | 18.5 |  |  | OK
| Connection PC OUTLETS SIDE |  |  | 3 | 1 | 3 |  |  | OK
| NEXT |  |  | 1 | 6.25 | 6.25 |  |  | OK
| NEXT |  |  | 1 | 1.5 | 1.5 |  |  | OK
| NEXT |  |  | 1 | 1 | 1 |  |  | OK
| NEXT |  |  | 2 | 1.67 | 3.34 |  |  | OK
| NEXT |  |  | 1 | 1 | 1 |  |  | OK
| NEXT |  |  | 1 | 11.15 | 11.15 |  |  | OK
| NEXT |  |  | 1 | 3 | 3 |  |  | OK
| NEXT |  |  | 1 | 15 | 15 |  |  | OK
| NEXT |  |  | 2 | 1 | 2 |  |  | OK
| Handwash |  |  | 1 | 3.5 | 3.5 |  |  | OK
2 | Providing and fixing Upvc SWR pipes Class B Heavy Type) including all fittings (plain or door) e.g. bends, junction, cowls, offsets, access pieces, jointing with rubber ring/solvent cement joints,jali,clamps including cutting chase or holes in walls and floors and making good where required.(in vertical stacks inside the building) Make:
c) | 110 mm dia | Mtr. | 0 |  |  |  |  | 0
3 | Providing & fixing in position pipe trap of self cleaning design of following sizes for the embedded areas. Making proper connection with , cutting chase / hole in floors /slabs and bringing the same in proper condition in cement concrete 1:2:4 mix complete as required. including cost of cutting and making good the walls and floors where required. Make :
» | P-trap 75 mm dia | Each | 0 |  |  |  |  | 0
» | Multi trap 110 mm dia with square grating (Outlet 75MM dia) | Each | 0 |  |  |  |  | 0
» | Floor trap 110 mm dia with grating(Outlet 75MM dia) | Each | 0 |  |  |  |  | 0
» | Nahani trap 110 mm dia with grating(Outlet 75MM dia) | Each | 5 |  |  | 3 |  | 0 | OK
4 | Making Tarrace Rain Colletion khurras (slope) Near Rain Water stack 230x230 cm with average minimum thickness of 5 cm cement concrete 1:2:4 (1 cement: 2 coarse sand: 4 graded stone aggregate of 20 mm nominal size). | Each | 0 |  |  |  |  | 0
Subhead III - Internal/External Water Supply
1 | Providing and fixing Chlorinated Polyvinyl Chloride (CPVC) pipes SDR 11, having thermal stability for hot & cold , flushing water supply including all CPVC plain & brass threaded fittings i/c fixing the pipe with clamps at 1.00 m spacing. This includes jointing of pipes & fittings with one step CPVC solvent cement and testing of joints complete as per direction of Engineer in Charge. (Internal work Exposed on wall/ Terrace/Ceiling)
1.1 | 20 mm dia | RMT | 0 |  |  | 83.6 |  | 0
| From NIC Outlet to shaft (4.5+10+1.5+16+2+6+1+2+2) |  |  |  |  | 45 |  |  | ok
| From 5000ltr to 2000ltr (2+2+1+6+18.2+3.2+3.2+3) |  |  |  |  | 38.6 |  |  | ok
1.2 | 25 mm dia | RMT | 5 |  |  | 55.1 |  | 0
| Coldroom drain (2+2+8+7.8+4.7+1) |  |  |  |  | 25.5 |  |  | ok
| Water tank to RO (3.2+3.2+3+18.2+2) |  |  |  |  | 29.6 |  |  | ok
1.3 | 32 mm dia | RMT | 19 |  |  |  |  | 0
1.4 | 40 mm dia | RMT | 20 |  |  |  |  | 0
1.5 | 50 mm dia | RMT | 0 |  |  |  |  | 0
1.6 | 65 mm dia | RMT | 0 |  |  |  |  | 0
2 | Providing and fixing Chlorinated Polyvinyl Chloride (CPVC) pipes SDR 11, having thermal stability for hot & cold water supply including all CPVC plain & brass threaded fittings i/c fixing the pipe with clamps at 1.00 m spacing. This includes jointing of pipes & fittings with one step CPVC solvent cement and the cost of cutting chases and making good the same including testing of joints complete as per direction of Engineer in Charge. (Concealed work including cutting chases and making good the walls etc.,)
2.1 | 20 mm dia | RMT | 10 |  |  |  |  | 0
2.2 | 25 mm dia | RMT | 4 |  |  |  |  | 0
2.3 | 32 mm dia | RMT | 0 |  |  |  |  | 0
3 | Providing and fixing Chlorinated Polyvinyl Chloride (CPVC) pipes, having thermal stability for hot & cold water supply including all CPVC plain & brass threaded fittings, this included jointing of pipes & fittings with one step CPVC solvent cement , trenching refilling & testing of joints complete as per direction of Engineer in Charge. (External burried Pipe work).
3.1 | 25 mm dia | RMT | 10
3.2 | 32 mm dia | RMT | 5
3.3 | 40 mm dia | RMT | 80
3.4 | 50 mm dia | RMT | 5
3.5 | 65 mm dia | RMT | 0
3 | Providing & fixing gun metal lever operated ball valve. Tested to a pressure of 15 Kg / Sqcm. Including flanges/union, nuts, bolts, washer etc. Complete as required.
3.1 | 25 mm dia | Nos. | 14 |  |  |  |  | 0
3.2 | 32 mm dia | Nos. | 0 |  |  |  |  | 0
3.3 | 40 mm dia | Nos. | 1 |  |  |  |  | 0
3.4 | 50 mm dia | Nos. | 0 |  |  |  |  | 0
3.5 | 65 mm dia | Nos. | 0 |  |  |  |  | 0
4 | Providing & fixing nitryl rubber insulation on internal hot water pipes size 16mm dia. to 50 mm dia(inner). All insulated pipe shall be painted of three coat with brush of STARBOND 30-36 SUPER water based UV barrier to protect the insulation material from any damage.
a) | 20/25 mm dia (9mm thick insulation) | RM | 0 |  |  |  |  | 0
5 | Providing & fixing closed cell nitryl rubber insulation on all water supply/return pipes exposed to sunlight (Make-Armaflex/K-flex/Superlon). All piping shall be provided with three coat of Protective coating of PARACOAT – BPC in conjunction with woven glass fiber cloth as per specifications. Make-Paramount polytreat. (Note : After covering of insulation, primairly one coat of PARACOAT – BPC to be done, then covered with woven glass fiber cloth with one more coat of PARACOAT – BPC and lastly after drying of second coat, the final coat of PARACOAT – BPC shall be done to making the good and strengthened)
| 20 mm dia (9mm thick insulation) | RM | 0 |  |  |  |  | 0
| 25 mm dia (9mm thick insulation) | RM | 0 |  |  |  |  | 0
| 32 mm dia (9mm thick insulation) | RM | 0 |  |  |  |  | 0
| 40 mm dia (9mm thick insulation) | RM | 0 |  |  |  |  | 0
6 | Providing and fixing brass automatic air vent valve for purging of water supply lines of suitable pressure including flanges/union, nuts, bolts, washer etc. Complete as required. Make : Unik/ SKS/ NVR. | EACH | 0 |  |  |  |  | 0
7 | Providing and fixing in position of approved quality Water level control valve with automatic On/OFF system of valve suitable for pressure of 10 Kg/sqcm of the following sizes: Make : | EACH | 0 |  |  |  |  | 0
8 | Providing, fixing, testing and commissioning of Butterfly Valve with forged brass body, brass diaphram and SS seal in water supply pipes. Complete as required. Make : Unik/ SKS/ NVR.
| 65mm dia | EACH | 0 |  |  |  |  | 0
9 | Providing, fixing, testing and commissioning of NRV with forged brass body, brass diaphram and SS seal in water supply pipes. Complete as required. Make : Unik/ SKS/ NVR.
| 25 mm dia | EACH | 7 |  |  |  |  | 0
| 32 mm dia | EACH | 0 |  |  |  |  | 0
| 50 mm dia | EACH | 0 |  |  |  |  | 0
10 | Providing and fixing of brass multijet water meters with magnetic transmision of IS-779:1994 including with rubber gasket, flanges/ unions, nuts, bolts, washers, etc. complete as required. Make : Kranti
| 25 mm dia | EACH | 7 |  |  |  |  | 0
11 | Providing, fixing, testing and commissioning of Y STRAINER FLANGED END EPOXY COATED WITH SS SCREEN (CR16B)
| 25mm Dia | EACH | 7 |  |  |  |  | 0
External Drainage & Storm Water
1 | Fixing, jointing and testing in position the following UPVC pipes( 6Kg/sq cm) conforming to IS: 4985 for drainage cut to required lengths including all necessary fittings and specials such as bends, junctions, offsets, making proper connections. Including providing PCC . Pipe to be laid below ground level in trenches upto required depth including excavation in all kind of soil, dewatering, refilling, watering, ramming & removing the surplus excavated material and making good the same complete as required.Cost shall include making connection with municipal sewer manhole including all associated civil & cost of all liasion works for getting approval. Make: Supreme
» | 110 mm dia | Mtr. | 10 |  |  |  |  | 0
» | 160 mm dia | Mtr. | 57 |  |  |  |  | 0
» | 200 mm dia | Mtr. | 0 |  |  |  |  | 0
2 | Fixing of square mouth S.W. gully trap grade 'A' complete with C.I. grating brick masonry chamber with bricks of class designation 75 and water & gas tight heavy C.I. cover with frame of 260x260 mm size clear opening, frame of size 390x390 mm with weight of frame to be not less than 10 kg and cover of size 300x300 mm/450x450 mm with weight of cover to be not less than 9 kg. as per standard design.
» | 180x150 mm size P type with F.P.S. bricks of class designation 75. | Each | 5 |  |  |  |  | 0
3 | Constructing brick masonry Sewer manhole with 75 class designation bricks in cement mortar 1:4(1 cement : 4 fine sand) RCC top slab with 1:2:4 mix ( 1 cement: 2 coarse sand: 4 graded stone aggregate 20 mm nominal size) foundation concrete 1:4:8 mix (1 cement: 4 coarse sand: 8 graded stone aggregate 40 mm nominal size) inside and outside plastering 12 mm thick with cement mortar 1:3 (1 cement: 3 coarse sand) finished with a floating coat of neat cement and making channels in cement concrete 1:2:4 mix (1 cement: 2 coarse sand: 4 graded stone aggregate 20 mm nominal size) finished with a floating coat of neat cement complete as per standard design. [All earthwork and PVC coated CI foot-rests included]
» | Inside size 45x45 cms and 55 cms deep including SFRC/Heavy C.I. cover with frame (Heavy duty). | Each | 4 |  |  |  |  | 0
» | Inside size 60x60 cms and 60 cms deep including SFRC/Heavy C.I. cover with frame (Heavy duty). | Each | 1 |  |  |  |  | 0
» | Inside size 75x60 cms and 75 cms deep including SFRC/Heavy C.I. cover with frame (Heavy duty). | Each | 0 |  |  |  |  | 0
4 | Constructing brick masonry Rain Water Catch Basin/ Chambers with 75 class designation bricks in cement mortar 1:4(1 cement : 4 fine sand) RCC top slab with 1:2:4 mix ( 1 cement: 2 coarse sand: 4 graded stone aggregate 20 mm nominal size) foundation concrete 1:4:8 mix (1 cement: 4 coarse sand: 8 graded stone aggregate 40 mm nominal size) inside and outside plastering 12 mm thick with cement mortar 1:3 (1 cement: 3 coarse sand) finished with a floating coat of neat cement and making channels in cement concrete 1:2:4 mix (1 cement: 2 coarse sand: 4 graded stone aggregate 20 mm nominal size) finished with a floating coat of neat cement complete as per standard design. [All earthwork and PVC coated CI foot-rests included]
» | Inside size 30x30 cms and 45 cms deep including MS Grating Covers (Heavy duty). | Each | 0 |  |  | 1 |  | 0 | ok
» | Inside size 45x45 cms and 60 cms deep including MS Grating Covers (Heavy duty). | Each | 0 |  |  |  |  | 0
» | Inside size 60x60 cms and 75 cms deep including MS Grating Covers (Heavy duty). | Each | 0 |  |  |  |  | 0
TOTAL | [7 empty] | 0

## COMMON AREA ELECTRICAL BOQ
UNA FOOD COURT - GF COMMON AREA
BILL OF QUANTITIES FOR PANELS & DISTRIBUTION BOARDS - R0
DATE: 20.JAN.2024
SR. NO. | DESCRIPTION | UNIT | EXECUTED QTY | ANNEXURE RATE | ANNEXURE AMOUNT
1 | PANELS, SWITCHGEARS & DISTRIBUTION BOARD
1.1 | MAIN PANEL-1 | Nos. |  |  | 0
| Incomer : 320 AMPS 4P MCCB, 36kA with TM Based O/C & SC Release. |  |  |  | 0
| Meter & Protection: ELR with CBCT; 400/5A, 15VA, CL-1 CT's -3 Nos. for Schneider make Digital Load Manager (EM 6400 NG) |  |  |  | 0
| Indication: Phase indicating lamps with 6A MCB |  |  |  | 0
| Busbar: 400A TPN Cu Busbar |  |  |  | 0
| Outgoings: |  |  |  | 0
| a) 100A 4P MCCB, 25kA, TM BASED-1 Nos. |  |  |  | 0
| b) 63A 4P MCCB, 16kA, TM BASED-4 Nos. |  |  |  | 0
| c) 40A 4P MCCB, 16kA, TM BASED-4 Nos. |  |  |  | 0
| d) 63A 4P MCB, 10kA, TM BASED-5 Nos. |  |  |  | 0
| e) 40A 4P MCB, 10kA, TM BASED-4 Nos. |  |  |  | 0
| f) 25A 4P MCB, 10kA, TM BASED-4 Nos. |  |  |  | 0
0
1.2 | MAIN PANEL-2 | Nos. |  |  | 0
| Incomer : 40 AMPS 4P MCCB, 25kA with TM Based O/C & SC Release. |  |  |  | 0
| Meter & Protection: ELR with CBCT; 40/5A, 15VA, CL-1 CT's -3 Nos. for Schneider make Digital Load Manager (EM 6400 NG) |  |  |  | 0
| Indication: Phase indicating lamps with 6A MCB |  |  |  | 0
| Busbar: 75A TPN Cu Busbar |  |  |  | 0
| Outgoings: |  |  |  | 0
| a) 32A 4P MCB, 10kA-1 Nos. |  |  |  | 0
| b) 25A 4P MCB, 10kA-1 Nos. |  |  |  | 0
| c) 32A DP MCB, 10kA-1 Nos. |  |  |  | 0
| d) 40A DP MCB, 10kA-1 Nos. |  |  |  | 0
0
2 | SWITCHGEARS & DISTRIBUTION BOARD |  |  |  | 0
| Supplying & installing at site in positioning, connecting, testing and commissioning of the following type Distribution Boards & Switchgears. (IP-43) ACRY DB |  |  |  | 0
| Provide insulated dedicated earth link for UPS DB |  |  |  | 0
| All MCB's for UPS shall be D Curve, C Curve for Power & B Curve for Lighting. |  |  |  | 0
0
2.1 | SWITCHGEARS |  |  |  | 0
2.1.1 | Supply, installation, testing and commissioning of sheet metal enclosures for the following switchgears. |  |  |  | 0
0
2.1.1.a | 63/40/32/20 amps 4P MCB 'C' TYPE with complete with all mounting accessories – for Indoor Legrand make | Nos. |  |  | 0
0
2.1.1.b | 63/40/32/20 amps DP MCB 'C' TYPE with complete with all mounting accessories – IP-65 |  |  |  | 0
0
2.1.1.c | 32 amps 4P MCB with 32A 5 Pin Ray Roll Socket complete with all mounting accessories waterproof (IP-65) for Kitchen | Nos. |  |  | 0
0
2.1.1.d | 25 amps DP MCB with 25A 3 Pin Ray Roll Socket complete with all mounting accessories waterproof (IP-65) for Kitchen | Nos. |  |  | 0
0
2.1.1.d | 16 amps DP MCB with 15A 3 Pin Ray Roll Socket complete with all mounting accessories waterproof (IP-65) for Kitchen | Nos. |  |  | 0
0
2.1.1.e | 5/15 amps Switch Socket complete with all mounting accessories waterproof (IP-65) for Kitchen | Nos. |  |  | 0
0
2.2 | DISTRIBUTION BOARDS |  |  |  | 0
2.2.1 | 6 WAY SPN DB - UPS DB | Nos. | 1 | 11500 | 11500
| Incomer : 20 AMPS DP MCB 10KA : 1 Nos. |  |  |  | 0
| Outgoings : 6/10/16 A SP MCB "B" Type - 4 Nos. |  |  |  | 0
2.2.2 | 8 WAY V-TPN DB - LPDB | Nos. | 1 | 39000 | 39000
| Incomer : 80A, FP, MCB, 10kA: 1 Nos |  |  |  | 0
| Sub Incomer : 40A, DP, RCCB, 100mA: 3 Nos |  |  |  | 0
| Outgoings : 10/16/20/25 A SP MCB "C" Type - 24 Nos. |  |  |  | 0
2.2.3 | 12 WAY SPN DB - UPS DB | Nos. |  |  | 0
| Incomer : 32 AMPS DP RCBO 100mA |  |  |  | 0
| Outgoings : 10/16/20 A SP MCB "C" Type - 6 Nos. |  |  |  | 0
| TOTAL FOR DISTRIBUTION BOARDS |  |  | 0 | 0
2 | MV CABLES |  |  |  | 0
2.1 | POWER CABLING |  |  |  | 0
| Supply and laying, effecting proper connections, testing & commissioning of the following sizes of 1.1 KV XLPE FRLS armoured/ unarmoured PVC insulated PVC sheathed aluminium /copper conductor cables conforming to IS : 1554 and IS 694 for Flexible copper cable Part I - 1976 with latest amendments laid over MS supports in existing RCC ducts/ laid in ground /laid on Cable Trays including clamping the cables to supports in an approved manner as required complete with all accessories.All cables shall have thermo setting insulation XLPE and low emission of smoke and corrosive gas when affected by fire. Necessary Markers shall be provided at the intervals as per the specifications. |  |  |  | 0
2.1.1 | Aluminium cables |  |  |  | 0
a | 4C x 50 Sq.mm. | Mtr. |  |  | 0
b | 3.5C x 35 Sq.mm. | Mtr. | 105.04 | 550 | 57772
c | 4C x 25 Sq.mm. | Mtr. |  |  | 0
2.1.2 | - do - but for copper cables |  |  |  | 0
a | 4C x 25 Sq.mm. | Mtr. |  |  | 0
b | 4C x 16 Sq.mm. | Mtr. |  |  | 0
c | 4C x 10 Sq.mm. | Mtr. |  |  | 0
d | 4C x 6 Sq.mm. | Mtr. |  |  | 0
e | 4C x 4 Sq.mm. | Mtr. |  |  | 0
f | 4C x 2.5 Sq.mm. | Mtr. |  |  | 0
g | 3C x 6 Sq.mm. | Mtr. |  |  | 0
h | 3C x 4 Sq.mm. | Mtr. |  |  | 0
i | 3C x 2.5 Sq.mm. | Mtr. |  |  | 0
2.1.3 | CU Flexible Cables |  |  |  | 0
a | 4C x 6 Sq.mm. | Mtr. |  |  | 0
b | 4C x 4 Sq.mm. | Mtr. |  |  | 0
c | 3C x 4 Sq.mm. | Mtr. |  |  | 0
d | 3C x 2.5 Sq.mm. | Mtr. |  |  | 0
e | 2C x 2.5 Sq.mm. for Earthing | Mtr. |  |  | 0
0
2.1.4 | , - do - but for copper flexible cables |  |  |  | 0
a | 1c x 4 Sq.mm PVC insulated PVC flexible copper conductor cables alongwith termination (GREEN COLOUR) | Mtr. |  |  | 0
| TOTAL FOR POWER CABLES |  |  |  | 0
2.2 | CABLE TERMINATION |  |  |  | 0
| Making cable and terminations including brass single compression glands and crimping type copper lugs for cable sizes mentioned below for aluminium or copper. |  |  |  | 0
a | 4C x 50 Sq.mm. AL | Nos. |  |  | 0
b | 3.5C x 35 Sq.mm. | Nos. | 4 | 450 | 1800
c | 4C x 25 Sq.mm. | Nos. |  |  | 0
d | 4C x 16 Sq.mm. CU | Nos. |  |  | 0
e | 4C x 10 Sq.mm. CU | Nos. |  |  | 0
f | 4C x 6 Sq.mm. | Nos. |  |  | 0
g | 4C x 4 Sq.mm. | Nos. |  |  | 0
h | 4C x 2.5 Sq.mm. | Nos. |  |  | 0
i | 3C x 6 Sq.mm. | Nos. |  |  | 0
j | 3C x 4 Sq.mm. | Nos. |  |  | 0
k | 3C x 2.5 Sq.mm. | Nos. |  |  | 0
l | Flexible cable |  |  |  | 0
m | 4C x 6 Sq.mm. | Nos. |  |  | 0
n | 4C x 4 Sq.mm. | Nos. |  |  | 0
o | 3C x 4 Sq.mm. | Nos. |  |  | 0
p | 3C x 2.5 Sq.mm. (Lighting) | Nos. |  |  | 0
q | 2C x 2.5 Sq.mm. | Nos. |  |  | 0
0
| TOTAL FOR POWER CABLE TERMINATION |  |  |  | 0
0
| TOTAL FOR CABLES & TERMINATION |  |  | 0 | 0
3 | RACEWAYS AND CABLE TRAYS |  |  |  | 0
3.1 | TRUNKING: Fabricating supplying to site of installation, installation on ceiling/ surface 1.6 mm thick G.I. Trunking of height 50 mm and 2.0 mm thick openable cover, totally enclosed, the joints between two lengths of channels or between channel and junction box shall be joined together with 3 mm thick G.I. coupler plates & Reducers as per requirement. The cost shall including all supporting and fixing accessories with 8/10mm threaded Ros & Clamps etc. including dash fasteners. |  |  |  | 0
a | 100 mm (wide) x 100 mm (height) | Mtr. |  |  | 0
b | 50 mm (wide) x 50 mm (height) | Mtr. |  |  | 0
0
3.2 | RACEWAY: Fabricating, supplying to site of installation, installation in the floor before the flooring from 2 mm thick pregalvanised MS CRCA sheet, totally enclosed, height 40 mm . The two lengths of raceways shall be fitted with Collars , 50 mm wide, 3 mm thick. The raceways shall be clamped to the floor slab with GI clamps 3mm thick and shall be screwed to the floor slab. The joint between raceway and junction box will be made with GI cover which will be nut bolted to the Junction box to cover the entire Junction box side walls complete as required etc. all the Raceways sections shall be earthed. |  |  |  | 0
a | 100 mm (wide) x 40 mm (height) | Mtr. |  |  | 0
b | 65 mm (wide) x 40 mm (height) | Mtr. |  |  | 0
3.3 | JUNCTION BOXES: Fabricating supplying to site of installation, Junction boxes made from 2 mm thick pregalvanised sheet, with 3.0 mm thick pregalvanised cover including providing neoprene gaskets between the cover and the junction box, cadmium plated flat/round head screws, height as per site condition,totally enclosed. Proper cutouts shall be made in the side walls for raceway entry wherever required. The floor junction box shall be all side walls should be welded expect top cover and all side walls shall have suitable size of rectangular knock out holes for taking raceways / conduits as required and not a complete cut out. The top cover should be sealed with M Seal to make it dust and water proof complete as required etc. |  |  |  | 0
| (variation in height may be considered for quoting as floor thickness may vary) |  |  |  | 0
a | 250 mm x 250 x 60/50 mm (height) | Mtr. |  |  | 0
b | 150 mm x 150 x 60/50 mm (height) | Mtr. |  |  | 0
c | 100 mm x 150 x 60/50 mm (height) | Mtr. |  |  | 0
3.4 | CABLE TRAY: Design manufacture , supply and fixing in position the cable trays of the following sizes for supporting 1.1 KV grade armoured/unarmoured aluminium /copper conductor cables. Fabricate the cable trays from perforated 1.6/2mm thick M.S. CRCA sheet duly galvanised with expansion coupler plates duly galvanised, with bolts, washer and nuts. Knock out holes for cable connections as per approved design. The tray should comply with the specification of NEC (National Electric Codes) and NEMA (National Electric Manufacturers Association). The steel should be as per IS:226 and galvanising as per IS :2629/BS 729/ASTM 123. The rate shall also include for supporting steel , fish plates , fixing accessories , nuts bolts, supporting down rods , dash fastener, cutting the RCC etc. complete as required. (the horizontal and vertical bends, T's should be factory fabricated and the rate should include for the same) |  |  |  | 0
a | 300 mm wide x 50 mm x 2.0 mm thk | Mtr. | 0 |  | 0
b | 150 mm wide x 50 mm x 2.0 mm thk | Mtr. | 6.56 | 500 | 3280
c | 100 mm wide x 50 mm x 2.0 mm thk | Mtr. |  |  | 0
d | 50 mm wide x 50 mm x 2.0 mm thk | Mtr. |  |  | 0
| TOTAL FOR RACEWAYS AND CABLE TRAYS |  |  | 0 | 0
4 | POINT WIRING |  |  |  | 0
| Point wiring LENGTH from DB to SB or First Light point control be MCB shall be avg. of 15Mtr. of 3C x 2.5 sq mm FRLS PVC insulated stranded copper conductor wires. For SB to SB the length shall be measured in Mtr. |  |  |  | 0
| The secondary/Loop point length shall be 10Mtr from Light fixture to light fixture. If secondary point shall be operated from MCB then the length shall be 10 Mtr. |  |  |  | 0
| All sockets to be checked with a Check Plug socket tester for live-neutral reverse, no earth,neutral fault, live earth reverse, neutral earth reverse. |  |  |  | 0
| The Circuit No. and DB no. label shall be provided on all UPS ,RAW sockets and switchboards with label printer. |  |  |  | 0
| The Length shall be paid as per the actual measurements & as per following manner. |  |  |  | 0
4.1 | Wiring for the Primary light points with 3C x 2.5 Sq.mm FRLS PVC insulated stranded copper conductor wires in GI conduits in F.ceiling/walls/ceiling as direc­ted from Distribution Board to Switch Board including providing 6 amps flush type switches, 5 sided G.I Boxes for housing switc­hes and earth­ing complete as required. Rates shall exclusive of Switches & Switch boxes. |  |  |  | 0
4.1.1 | From DB to Normal Switch Board | Nos. |  |  | 0
4.1.2 | From DB to Emergency Switch Board | Nos. |  |  | 0
4.2 | Wiring for the following light points with 3 x 2.5 Sq.mm FRLS PVC insulated stranded copper conductor wires in GI conduits in F.ceiling/walls/ceiling as direc­ted including providing 6 amps flush type switches, 5 sided G.I Boxes for housing switc­hes and earth­ing complete as required from the above switch board. Rates shall exclusive of Switches & Switch Box. (FROM SB TO LIGHT) |  |  |  | 0
4.2.1 | First point controlled by one no. 6 amp switch. (upto 10Mtr.) | Nos. | 5 | 1100 | 5500
4.2.2 | First point controlled by one no. 6 amp switch. (upto 20Mtr.) | Nos. | 7 | 1850 | 12950
4.2.3 | First point controlled by one no. 6 amp switch. For Emergency Light (upto 10Mtr.) | Nos. | 3 | 1100 | 3300
4.2.4 | First point controlled by one no. 6 amp switch. For Emergency Light (upto 20Mtr.) | Nos. |  |  | 0
4.3 | Same as item No. 4.2.1 & 4.2.2 above but LOOP POINT i.e. wiring of point looped from first point with 3C x 2.5 sq. mm FRLS PVC insulated copper conductor wire in concealed/exposed GI conduit and earthing | Nos. | 43 | 950 | 40850
4.4 | Same as item No. 4.2.3 & 4.2.4 above but LOOP POINT i.e. wiring of point looped from first point with 3C x 2.5 sq. mm FRLS PVC insulated copper conductor wire in concealed/exposed GI conduit and earthing For Emergency Light | Nos. |  |  | 0
4.5 | Wiring for the following light points controlled by MCB in DB (Cost of MCB has been taken elsewhere in the tender) with 3C x 2.5 sq. mm FRLS PVC insulated copper conductor wires in concealed/exposed GI conduits as called for and earthing. |  |  |  | 0
4.5.1 | First point controlled by existing MCB in D.B. | Nos. |  |  | 0
4.5.2 | First Emergency point controlled by existing MCB in D.B. | Nos. |  |  | 0
4.6 | Same as item No.4.5.1 above but LOOP POINT i.e. wiring of point looped from first point with 3C x 2.5 sq. mm FRLS. insulated copper conductor wire in concealed/exposed GI conduit and earthing | Nos. |  |  | 0
4.7 | Same as item No. 4.5.2 above but LOOP POINT i.e. wiring of point looped from first point with 3C x 2.5 sq. mm FRLS. insulated copper conductor wire in concealed/exposed M.S. conduit and earthing For Emergency Lighting | Nos. |  |  | 0
4.8 | Wiring for UPS/Raw plug outlets points with 3C x 4 sqmm FRLS PVC Insulated and PVC sheathed flexible cable with bright annealed electrolytic copper conductor , 1100 volt grade confirming to IS : 694-1990 with latest amendments, in existing Channels/ conduit in ceiling/walls/floor including all cable termination accessories) (including body earth for GI boxes) | Mtr. | 45 | 350 | 15750
4.9 | Wiring for UPS/Raw plug outlets points with 4C x 4 sqmm FRLS PVC Insulated and PVC sheathed flexible cable with bright annealed electrolytic copper conductor , 1100 volt grade confirming to IS : 694-1990 with latest amendments, in existing Channels/ conduit in ceiling/walls/floor including all cable termination accessories) (including body earth for GI boxes) | Mtr. |  |  | 0
4.1 | Providing and fixing in position the following GI RIGID conduits including all accessories concealed in F. ceiling/wall/floor as required including pull boxes with 3mm thick perspex sheet cover plate complete with 1.6 mm dia. G.I. pull wires in the length of conduit. |  |  |  | 0
4.10.1 | 20 mm dia GI Conduit | Mtr. |  |  | 0
4.10.2 | 25 mm dia GI Conduit | Mtr. |  |  | 0
4.11 | Providing and fixing in position the following GI FLEXIBLE conduits including all accessories concealed in F. ceiling/wall/floor as required including pull boxes with 3mm thick perspex sheet cover plate complete with 1.6 mm dia. G.I. pull wires in the length of conduit. |  |  |  | 0
4.11.1 | 20 mm dia GI Conduit | Mtr. |  |  | 0
4.11.2 | 25 mm dia GI Conduit | Mtr. |  |  | 0
0
4.12 | Supply & Laying of 2Cx2.5 Sq.mm FRLS Cu Flexible Cable in 25mm dia. GI Conduit for CCTV | Mtr. |  |  | 0
| TOTAL FOR POINT WIRING |  |  | 0 | 0
5 | MODULAR SWITCHES |  |  |  | 0
5.1 | Supply, installation, testing & commissioning of following types of modular switches, cover plates, 5 sided G.I. Boxes for housing the modular switches & earthing complete as required. GI Boxes to have earth pin for body earthing. The Circuit No. and DB no. label shall be provided on all UPS ,RAW sockets and switchboards with label printer.(Make- Legrand Aretor Series) |  |  |  | 0
5.1.1 | 6A One Way Switch | Nos. |  |  | 0
5.1.2 | 6A 5 pin Socket - 1Nos. & 6A Switch - 1Nos. | Nos. | 3 | 400 | 1200
5.1.3 | 6/16A Socket outlet - 1Nos. & 16A Switch - 1Nos.(Raw/UPS Power) | Nos. | 4 | 500 | 2000
5.1.4 | 5/15 amps Switch Socket complete with all mounting accessories waterproof (IP-65) for Kitchen | Nos. |  |  | 0
5.1.5 | 20 Amp 1- Ph Industrial Socket (Metal Clad) | Nos. |  |  | 0
5.1.5 | 32 Amp 3- Ph Industrial Socket (Metal Clad) | Nos. |  |  | 0
5.1.6 | 20 Amp 1- Ph Electrical Outlet | Nos. |  |  | 0
5.1.7 | Data Outlet (RJ-45) | Nos. |  |  | 0
5.1.8 | Telephone Outlet (RJ-11) | Nos. |  |  | 0
| TOTAL FOR MODULAR SWITCHES |  |  | 0 | 0
6 | GENERAL EARTHING |  |  |  | 0
| Supply,Installation, testing and commissioning of following type of Online UPS Inverter as per drawings and specifications with all other accessories. | Nos. |  |  | 0
6.1.1 | 25 x 3 mm | Mtr. |  |  | 0
6.2 | Supplying and erecting bare Copper conductor of following sizes |  |  |  | 0
6.2.1 | 8 SWG | Mtr. |  |  | 0
| TOTAL FOR GENERAL EARTHING |  |  | 0 | 0
7 | LIGHT FIXTURES INSTALLATION |  |  |  | 0
7.1 | Receiving from Store, Installation, testing & commissioning of following light fixtures with complete installation hardwares including Anchor fastner, supporting Hook/Rods as per final approval from Architect/Client/Consultant |  |  |  | 0
7.1.1 | ROUND CEILING LIGHT - 18 Watt | Nos. |  |  | 0
7.1.2 | SUSPENDED PROFILE LIGHT | Mtr. |  |  | 0
7.1.3 | HANGING PROFILE LIGHT WITH BLADE | Nos. |  |  | 0
7.1.4 | CONCEALED PROFILE LIGHT | Nos. |  |  | 0
7.1.6 | LED STRIP (15 M) | Mtr. |  |  | 0
7.1.7 | WALL LIGHT | Nos. |  |  | 0
| TOTAL FOR LIGHT FIXTURE |  |  | 0 | 0
8 | MISCELLANEOUS WORKS |  |  |  | 0
8.1 | Supply & fixing in position approved shock treatment chart written in English, Hindi and Local language. These charts shall be framed in wooden frame & covered with clear glass. | Nos. |  |  | 0
8.2 | Supply & fixing in position the best quality danger notice boards of approved shape & size as reqd. by the local Electrical Inspecting Authority written in English, Hindi & local language. | Nos. |  |  | 0
8.3 | The contractor to submit all the AS BUILT DRAWINGS after the completion of the project for Electrical & ELV Services executed at site. | Part of Tender |  |  | 0
| TOTAL FOR MISCELLANEOUS WORKS |  |  |  | 0
|  |  | ANNEXURE AMOUNT-1 |  | 194902
Note on E52: NOT IN ANNEXURE -Extra work
Note on E68: NOT IN ANNEXURE- EXTRA WORK-Cable rate approval required.
Note on E93: NOT IN ANNEXURE- EXTRA WORK.
Note on E128: Rate added from Bikanervala Electrical Annexure.
Note on E142: Rate added from Bikanervala Electrical PO.
Note on E143: not in annexure Extra item and rates approval requied.
Note on E144: Rate added from Bikanervala Electrical Annexure.
Note on E146: Rates added from Bikanervala Electrical Annecure.

## COMMON AREA ELECTRICAL JMS
SR. NO. | DESCRIPTION | UNIT | BOQ QTY | NO | LENGTH | EXECUTED QTY
1 | PANELS, SWITCHGEARS & DISTRIBUTION BOARD
1.1 | MAIN PANEL-1 | Nos. | 1
Incomer : 320 AMPS 4P MCCB, 36kA with TM Based O/C & SC Release.
Meter & Protection: ELR with CBCT; 400/5A, 15VA, CL-1 CT's -3 Nos. for Schneider make Digital Load Manager (EM 6400 NG)
Indication: Phase indicating lamps with 6A MCB
Busbar: 400A TPN Cu Busbar
Outgoings:
a) 100A 4P MCCB, 25kA, TM BASED-1 Nos.
b) 63A 4P MCCB, 16kA, TM BASED-4 Nos.
c) 40A 4P MCCB, 16kA, TM BASED-4 Nos.
d) 63A 4P MCB, 10kA, TM BASED-5 Nos.
e) 40A 4P MCB, 10kA, TM BASED-4 Nos.
f) 25A 4P MCB, 10kA, TM BASED-4 Nos.
1.2 | MAIN PANEL-2 | Nos. | 0
Incomer : 40 AMPS 4P MCCB, 25kA with TM Based O/C & SC Release.
Meter & Protection: ELR with CBCT; 40/5A, 15VA, CL-1 CT's -3 Nos. for Schneider make Digital Load Manager (EM 6400 NG)
Indication: Phase indicating lamps with 6A MCB
Busbar: 75A TPN Cu Busbar
Outgoings:
a) 32A 4P MCB, 10kA-1 Nos.
b) 25A 4P MCB, 10kA-1 Nos.
c) 32A DP MCB, 10kA-1 Nos.
d) 40A DP MCB, 10kA-1 Nos.
2 | SWITCHGEARS & DISTRIBUTION BOARD
Supplying & installing at site in positioning, connecting, testing and commissioning of the following type Distribution Boards & Switchgears. (IP-43) ACRY DB
Provide insulated dedicated earth link for UPS DB
All MCB's for UPS shall be D Curve, C Curve for Power & B Curve for Lighting.
2.1 | SWITCHGEARS
2.1.1 | Supply, installation, testing and commissioning of sheet metal enclosures for the following switchgears.
2.1.1.a | 63/40/32/20 amps 4P MCB 'C' TYPE with complete with all mounting accessories – for Indoor Legrand make | Nos.
2.1.1.b | 63/40/32/20 amps DP MCB 'C' TYPE with complete with all mounting accessories – IP-65 |  | 0
2.1.1.c | 32 amps 4P MCB with 32A 5 Pin Ray Roll Socket complete with all mounting accessories waterproof (IP-65) for Kitchen | Nos. | 0
2.1.1.d | 25 amps DP MCB with 25A 3 Pin Ray Roll Socket complete with all mounting accessories waterproof (IP-65) for Kitchen | Nos.
2.1.1.d | 16 amps DP MCB with 15A 3 Pin Ray Roll Socket complete with all mounting accessories waterproof (IP-65) for Kitchen | Nos. | 0
2.1.1.e | 5/15 amps Switch Socket complete with all mounting accessories waterproof (IP-65) for Kitchen | Nos. | 0
2.2 | DISTRIBUTION BOARDS
2.2.1 | 6 WAY SPN DB - UPS DB | Nos. | 0 |  |  | 1
Incomer : 20 AMPS DP MCB 10KA : 1 Nos.
Outgoings : 6/10/16 A SP MCB "B" Type - 4 Nos.
2.2.2 | 8 WAY V-TPN DB - LPDB- AS per Site Executed. | Nos. | 1 |  |  | 1
Incomer : 80A, FP, MCB, 10kA: 1 Nos-100A as per site Executed
Sub Incomer : 40A, DP, RCCB, 100mA: 3 Nos- NO IN USED
Outgoings : 10/16/20/25 A SP MCB "C" Type - 18 Nos.-A as per site Executed
2.2.3 | 12 WAY SPN DB - UPS DB | Nos. | 0
Incomer : 32 AMPS DP RCBO 100mA
Outgoings : 10/16/20 A SP MCB "C" Type - 6 Nos.
TOTAL FOR DISTRIBUTION BOARDS
2 | MV CABLES
2.1 | POWER CABLING
Supply and laying, effecting proper connections, testing & commissioning of the following sizes of 1.1 KV XLPE FRLS armoured/ unarmoured PVC insulated PVC sheathed aluminium /copper conductor cables conforming to IS : 1554 and IS 694 for Flexible copper cable Part I - 1976 with latest amendments laid over MS supports in existing RCC ducts/ laid in ground /laid on Cable Trays including clamping the cables to supports in an approved manner as required complete with all accessories.All cables shall have thermo setting insulation XLPE and low emission of smoke and corrosive gas when affected by fire. Necessary Markers shall be provided at the intervals as per the specifications.
2.1.1 | Aluminium cables
a | 4C x 50 Sq.mm. | Mtr.
b | 3.5C x 35 Sq.mm. | Mtr. |  |  |  | 105.04
| Panel to DB (2+1.94+6.5+7.64+1+11.1+8+5+5+5+5+3) COMMON |  |  |  |  | 61.18
| DB to AC DB (2+1.94+6.5+3.77+18.5+1+2.5+1.5+.85+3.3+2) OUTDOOR |  |  |  |  | 43.86
c | 4C x 25 Sq.mm. | Mtr.
2.1.2 | - do - but for copper cables
a | 4C x 25 Sq.mm. | Mtr.
b | 4C x 16 Sq.mm. | Mtr.
c | 4C x 10 Sq.mm. | Mtr. | 10
d | 4C x 6 Sq.mm. | Mtr.
e | 4C x 4 Sq.mm. | Mtr.
f | 4C x 2.5 Sq.mm. | Mtr.
g | 3C x 6 Sq.mm. | Mtr.
h | 3C x 4 Sq.mm. | Mtr.
i | 3C x 2.5 Sq.mm. | Mtr.
2.1.3 | CU Flexible Cables
a | 4C x 6 Sq.mm. | Mtr.
b | 4C x 4 Sq.mm. | Mtr.
c | 3C x 4 Sq.mm. | Mtr.
d | 3C x 2.5 Sq.mm. | Mtr.
e | 2C x 2.5 Sq.mm. for Earthing | Mtr.
2.1.4 | , - do - but for copper flexible cables
a | 1c x 4 Sq.mm PVC insulated PVC flexible copper conductor cables alongwith termination (GREEN COLOUR) | Mtr.
TOTAL FOR POWER CABLES
2.2 | CABLE TERMINATION
Making cable and terminations including brass single compression glands and crimping type copper lugs for cable sizes mentioned below for aluminium or copper.
a | 4C x 50 Sq.mm. AL | Nos.
b | 3.5C x 35 Sq.mm. | Nos. |  |  |  | 4
c | 4C x 25 Sq.mm. | Nos.
d | 4C x 16 Sq.mm. CU | Nos.
e | 4C x 10 Sq.mm. CU | Nos. | 2
f | 4C x 6 Sq.mm. | Nos.
g | 4C x 4 Sq.mm. | Nos.
h | 4C x 2.5 Sq.mm. | Nos.
i | 3C x 6 Sq.mm. | Nos.
j | 3C x 4 Sq.mm. | Nos.
k | 3C x 2.5 Sq.mm. | Nos.
l | Flexible cable
m | 4C x 6 Sq.mm. | Nos.
n | 4C x 4 Sq.mm. | Nos.
o | 3C x 4 Sq.mm. | Nos.
p | 3C x 2.5 Sq.mm. (Lighting) | Nos.
q | 2C x 2.5 Sq.mm. | Nos.
TOTAL FOR POWER CABLE TERMINATION
TOTAL FOR CABLES & TERMINATION
3 | RACEWAYS AND CABLE TRAYS
3.1 | TRUNKING: Fabricating supplying to site of installation, installation on ceiling/ surface 1.6 mm thick G.I. Trunking of height 50 mm and 2.0 mm thick openable cover, totally enclosed, the joints between two lengths of channels or between channel and junction box shall be joined together with 3 mm thick G.I. coupler plates & Reducers as per requirement. The cost shall including all supporting and fixing accessories with 8/10mm threaded Ros & Clamps etc. including dash fasteners.
a | 100 mm (wide) x 100 mm (height) | Mtr.
b | 50 mm (wide) x 50 mm (height) | Mtr.
3.2 | RACEWAY: Fabricating, supplying to site of installation, installation in the floor before the flooring from 2 mm thick pregalvanised MS CRCA sheet, totally enclosed, height 40 mm . The two lengths of raceways shall be fitted with Collars , 50 mm wide, 3 mm thick. The raceways shall be clamped to the floor slab with GI clamps 3mm thick and shall be screwed to the floor slab. The joint between raceway and junction box will be made with GI cover which will be nut bolted to the Junction box to cover the entire Junction box side walls complete as required etc. all the Raceways sections shall be earthed.
a | 100 mm (wide) x 40 mm (height) | Mtr. | 0
b | 65 mm (wide) x 40 mm (height) | Mtr.
3.3 | JUNCTION BOXES: Fabricating supplying to site of installation, Junction boxes made from 2 mm thick pregalvanised sheet, with 3.0 mm thick pregalvanised cover including providing neoprene gaskets between the cover and the junction box, cadmium plated flat/round head screws, height as per site condition,totally enclosed. Proper cutouts shall be made in the side walls for raceway entry wherever required. The floor junction box shall be all side walls should be welded expect top cover and all side walls shall have suitable size of rectangular knock out holes for taking raceways / conduits as required and not a complete cut out. The top cover should be sealed with M Seal to make it dust and water proof complete as required etc.
(variation in height may be considered for quoting as floor thickness may vary)
a | 250 mm x 250 x 60/50 mm (height) | Mtr.
b | 150 mm x 150 x 60/50 mm (height) | Mtr.
c | 100 mm x 150 x 60/50 mm (height) | Mtr. | 0
3.4 | CABLE TRAY: Design manufacture , supply and fixing in position the cable trays of the following sizes for supporting 1.1 KV grade armoured/unarmoured aluminium /copper conductor cables. Fabricate the cable trays from perforated 1.6/2mm thick M.S. CRCA sheet duly galvanised with expansion coupler plates duly galvanised, with bolts, washer and nuts. Knock out holes for cable connections as per approved design. The tray should comply with the specification of NEC (National Electric Codes) and NEMA (National Electric Manufacturers Association). The steel should be as per IS:226 and galvanising as per IS :2629/BS 729/ASTM 123. The rate shall also include for supporting steel , fish plates , fixing accessories , nuts bolts, supporting down rods , dash fastener, cutting the RCC etc. complete as required. (the horizontal and vertical bends, T's should be factory fabricated and the rate should include for the same)
a | 300 mm wide x 50 mm x 2.0 mm thk | Mtr. | 30
Common area to shaft
b | 150 mm wide x 50 mm x 2.0 mm thk | Mtr. |  |  |  | 6.56
| DB to column |  |  |  |  | 6.56
c | 100 mm wide x 50 mm x 2.0 mm thk | Mtr.
d | 50 mm wide x 50 mm x 2.0 mm thk | Mtr.
TOTAL FOR RACEWAYS AND CABLE TRAYS
4 | POINT WIRING
Point wiring LENGTH from DB to SB or First Light point control be MCB shall be avg. of 15Mtr. of 3C x 2.5 sq mm FRLS PVC insulated stranded copper conductor wires. For SB to SB the length shall be measured in Mtr.
The secondary/Loop point length shall be 10Mtr from Light fixture to light fixture. If secondary point shall be operated from MCB then the length shall be 10 Mtr.
All sockets to be checked with a Check Plug socket tester for live-neutral reverse, no earth,neutral fault, live earth reverse, neutral earth reverse.
The Circuit No. and DB no. label shall be provided on all UPS ,RAW sockets and switchboards with label printer.
The Length shall be paid as per the actual measurements & as per following manner.
4.1 | Wiring for the Primary light points with 3C x 2.5 Sq.mm FRLS PVC insulated stranded copper conductor wires in GI conduits in F.ceiling/walls/ceiling as direc­ted from Distribution Board to Switch Board including providing 6 amps flush type switches, 5 sided G.I Boxes for housing switc­hes and earth­ing complete as required. Rates shall exclusive of Switches & Switch boxes.
4.1.1 | From DB to Normal Switch Board | Nos. | 0
4.1.2 | From DB to Emergency Switch Board | Nos. | 0
4.2 | Wiring for the following light points with 3 x 2.5 Sq.mm FRLS PVC insulated stranded copper conductor wires in GI conduits in F.ceiling/walls/ceiling as direc­ted including providing 6 amps flush type switches, 5 sided G.I Boxes for housing switc­hes and earth­ing complete as required from the above switch board. Rates shall exclusive of Switches & Switch Box. (FROM SB TO LIGHT)
4.2.1 | First point controlled by one no. 6 amp switch. (upto 10Mtr.) | Nos. | 0 |  |  | 5
| Linear light in waffale |  |  |  |  | 1
| Linear light in waffale |  |  |  |  | 1
| Linear light in waffale |  |  |  |  | 1
| Linear light in waffale |  |  |  |  | 1
| Linear light in waffale |  |  |  |  | 1
4.2.2 | First point controlled by one no. 6 amp switch. (upto 20Mtr.) | Nos. |  |  |  | 7
| Mall entry sighnage |  |  |  |  | 1
| Hanging profile light |  |  |  |  | 1
| Hanging profile light |  |  |  |  | 1
| Plus light |  |  |  |  | 1
| Entrance hanging profile light |  |  |  |  | 1
| Handwash mirror |  |  |  |  | 1
| Handwash light |  |  |  |  | 1
4.2.3 | First point controlled by one no. 6 amp switch. For Emergency Light (upto 10Mtr.) | Nos. | 0 |  |  | 3
| Entrance hanging profile light |  |  |  |  | 1
| Decorative light |  |  |  |  | 1
| Decorative light |  |  |  |  | 1
4.2.4 | First point controlled by one no. 6 amp switch. For Emergency Light (upto 20Mtr.) | Nos.
4.3 | Same as item No. 4.2.1 & 4.2.2 above but LOOP POINT i.e. wiring of point looped from first point with 3C x 2.5 sq. mm FRLS PVC insulated copper conductor wire in concealed/exposed GI conduit and earthing | Nos. | 0 |  |  | 43
4.4 | Same as item No. 4.2.3 & 4.2.4 above but LOOP POINT i.e. wiring of point looped from first point with 3C x 2.5 sq. mm FRLS PVC insulated copper conductor wire in concealed/exposed GI conduit and earthing For Emergency Light | Nos. | 0
4.5 | Wiring for the following light points controlled by MCB in DB (Cost of MCB has been taken elsewhere in the tender) with 3C x 2.5 sq. mm FRLS PVC insulated copper conductor wires in concealed/exposed GI conduits as called for and earthing.
4.5.1 | First point controlled by existing MCB in D.B. | Nos. | 24
4.5.2 | First Emergency point controlled by existing MCB in D.B. | Nos. | 0
4.6 | Same as item No.4.5.1 above but LOOP POINT i.e. wiring of point looped from first point with 3C x 2.5 sq. mm FRLS. insulated copper conductor wire in concealed/exposed GI conduit and earthing | Nos. | 70
4.7 | Same as item No. 4.5.2 above but LOOP POINT i.e. wiring of point looped from first point with 3C x 2.5 sq. mm FRLS. insulated copper conductor wire in concealed/exposed M.S. conduit and earthing For Emergency Lighting | Nos. | 0
4.8 | Wiring for UPS/Raw plug outlets points with 3C x 4 sqmm FRLS PVC Insulated and PVC sheathed flexible cable with bright annealed electrolytic copper conductor , 1100 volt grade confirming to IS : 694-1990 with latest amendments, in existing Channels/ conduit in ceiling/walls/floor including all cable termination accessories) (including body earth for GI boxes) | Mtr. | 125 |  |  | 45.5
| Basement UPS DB to Common area DB(2+4+20.5+3+4+6.5+2.5+3) |  |  |  |  | 45.5
4.9 | Wiring for UPS/Raw plug outlets points with 4C x 4 sqmm FRLS PVC Insulated and PVC sheathed flexible cable with bright annealed electrolytic copper conductor , 1100 volt grade confirming to IS : 694-1990 with latest amendments, in existing Channels/ conduit in ceiling/walls/floor including all cable termination accessories) (including body earth for GI boxes) | Mtr. | 75
4.1 | Providing and fixing in position the following GI RIGID conduits including all accessories concealed in F. ceiling/wall/floor as required including pull boxes with 3mm thick perspex sheet cover plate complete with 1.6 mm dia. G.I. pull wires in the length of conduit.
4.10.1 | 20 mm dia GI Conduit | Mtr. | 500
4.10.2 | 25 mm dia GI Conduit | Mtr. | 50
4.11 | Providing and fixing in position the following GI FLEXIBLE conduits including all accessories concealed in F. ceiling/wall/floor as required including pull boxes with 3mm thick perspex sheet cover plate complete with 1.6 mm dia. G.I. pull wires in the length of conduit.
4.11.1 | 20 mm dia GI Conduit | Mtr.
4.11.2 | 25 mm dia GI Conduit | Mtr. | 0
4.12 | Supply & Laying of 2Cx2.5 Sq.mm FRLS Cu Flexible Cable in 25mm dia. GI Conduit for CCTV | Mtr. | 0
TOTAL FOR POINT WIRING
5 | MODULAR SWITCHES
5.1 | Supply, installation, testing & commissioning of following types of modular switches, cover plates, 5 sided G.I. Boxes for housing the modular switches & earthing complete as required. GI Boxes to have earth pin for body earthing. The Circuit No. and DB no. label shall be provided on all UPS ,RAW sockets and switchboards with label printer.(Make- Legrand Aretor Series)
5.1.1 | 6A One Way Switch | Nos. | 15
5.1.2 | 6A 5 pin Socket - 1Nos. & 6A Switch - 1Nos. | Nos. | 15 |  |  | 3
| Air freshner |  |  |  |  | 2
| Wifi |  |  |  |  | 1
5.1.3 | 6/16A Socket outlet - 1Nos. & 16A Switch - 1Nos.(Raw/UPS Power) | Nos. | 5 |  |  | 4
| Aircurtain |  |  |  |  | 1
| Hand drayer |  |  |  |  | 1
| Sliding door sensor |  |  |  |  | 2
5.1.4 | 5/15 amps Switch Socket complete with all mounting accessories waterproof (IP-65) for Kitchen | Nos. | 0
5.1.5 | 20 Amp 1- Ph Industrial Socket (Metal Clad) | Nos. | 0
5.1.5 | 32 Amp 3- Ph Industrial Socket (Metal Clad) | Nos. | 0
5.1.6 | 20 Amp 1- Ph Electrical Outlet | Nos. | 0
5.1.7 | Data Outlet (RJ-45) | Nos. | 3
5.1.8 | Telephone Outlet (RJ-11) | Nos. | 2
TOTAL FOR MODULAR SWITCHES
6 | GENERAL EARTHING
6.1 | Supplying and erecting following GI strip used for earthing on wall with necessary MS clamps fixed on wall/Cable trays/Hume pipes etc. The jointes shall be Bolted/Welded. The joints shall be painted with bituminous paint in an approved manner.
6.1.1 | 25 x 3 mm | Mtr. | 22
6.2 | Supplying and erecting bare Copper conductor of following sizes
6.2.1 | 8 SWG | Mtr. | 30
TOTAL FOR GENERAL EARTHING
7 | LIGHT FIXTURES INSTALLATION
7.1 | Receiving from Store, Installation, testing & commissioning of following light fixtures with complete installation hardwares including Anchor fastner, supporting Hook/Rods as per final approval from Architect/Client/Consultant
7.1.1 | ROUND CEILING LIGHT - 18 Watt | Nos. | 8
7.1.2 | SUSPENDED PROFILE LIGHT | Mtr. | 55
7.1.3 | HANGING PROFILE LIGHT WITH BLADE | Nos. | 42
7.1.4 | CONCEALED PROFILE LIGHT | Nos. | 10
7.1.6 | LED STRIP (15 M) | Mtr.
7.1.7 | WALL LIGHT | Nos.
TOTAL FOR LIGHT FIXTURE
8 | MISCELLANEOUS WORKS
8.1 | Supply & fixing in position approved shock treatment chart written in English, Hindi and Local language. These charts shall be framed in wooden frame & covered with clear glass. | Nos. | 1
8.2 | Supply & fixing in position the best quality danger notice boards of approved shape & size as reqd. by the local Electrical Inspecting Authority written in English, Hindi & local language. | Nos. | 1
8.3 | The contractor to submit all the AS BUILT DRAWINGS after the completion of the project for Electrical & ELV Services executed at site. | Part of Tender
TOTAL FOR MISCELLANEOUS WORKS

## FIRE BOQ
FIRE FIGHTING WORK BOQ
UNA FOOD COURT GROUND FLOOR COMMON AREA
S. No. | DESCRIPTION | UNIT | EXECUTED QTY | ANNEXURE RATE | ANNEXURE AMOUNT
1 | Supply, laying, testing & Commissioning of 'C' class heavy duty MS pipe conforming to IS 3589 / 1239 for hydrent and sprinkler applications including fittings like elbows, tees, flanges, tapers, nuts bolts, gaskets etc. fixing the pipe on the wall/ceiling with suitable clamps, U bolt and including painting of two coats of Red Oxide , painting with two or more coats of synthetic enamel paint of Post office red shade complete as required.The installation includes all civil openings , breakages and making good the same. ( Final Quantity Measure as per site after working )
1.1 | 25 mm dia | Mtr. | 26.5 | 430 | 11395
1.2 | 32 mm dia | Mtr. |  |  | 0
1.3 | 40 mm dia | Mtr. |  |  | 0
1.4 | 50 mm dia | Mtr. | 13 | 770 | 10010
1.5 | 65 mm dia | Mtr. | 12.62 | 910 | 11484.2
1.6 | 80 mm dia | Mtr. | 10.3 | 1020 | 10506
1.7 | 100 mm dia | Mtr. | 19 | 1230 | 23370
1.8 | 150 mm dia | Mtr. |  |  | 0
1.9 | 200 mm dia, 6.0 mm thick | Mtr. |  |  | 0
0
2 | Supply, laying, testing & Commissioning of 'C' class heavy duty MS pipe conforming to IS 3589 and 1239 for hydrent and sprinkler underground rings including all accessories such as screwed/ welded flanges, tees, reducers etc. Conforming to IS : 1239/3589 complete including , welding, jointing with compressed asbestos gaskets, nuts, bolts etc. as required. with cleaning, wrapping and coating of the pipe with 4 mm thick tar based plymaric corrosion protection tape or equivalent including applying uniform coat of cold pipekot primer as per IS; 10221 for protection against corrsion suitable for all kind of soil at 1.0 M depth including excavation and making good the same as required at site . ( Final Quantity Measure as per site after working ) |  |  |  | 0
2.1 | 80 mm dia | Mtr. |  |  | 0
2.2 | 100 mm dia | Mtr. |  |  | 0
2.3 | 150 mm dia | Mtr. |  |  | 0
0
3 | Supply, installation, testing and commissioning of dual plate non-return valve of following sizes confirming to IS:5312 complete with rubber gasket, G I bolts, nuts, washers etc. as required. |  |  |  | 0
3.1 | 100 mm dia | Each |  |  | 0
3.2 | 150 mm dia | Each |  |  | 0
0
4 | Supply, fixing, testing commissioning of butterfly valve PN 1.6, with Bronze/ Gunmetal seat duly ISI marked complete with Nuts, Bolts, washers, gaskets, conforming to IS 13095, of following sizes as required. |  |  |  | 0
4.1 | 100 mm dia | Each | 1 | 6960 | 6960
4.2 | 150 mm dia | Each |  |  | 0
0
5 | Supply, installation, testing and commissioning of Brass ball valves of following sizes as required. |  |  |  | 0
5.1 | 25 mm dia. | Each |  |  | 0
5.2 | 32 mm dia. | Each |  |  | 0
5.3 | 40 mm dia. | Each |  |  | 0
5.4 | 50 mm dia | Each |  |  | 0
5.5 | 65mm dia. | Each |  |  | 0
6 | Supply and fixing orifice plate made of 6 mm thick stainless steel with orifice of required size in between flange & landing valve of external and internal hydrant to reduce pressure to working pressure of 3.5 kg/cm2 complete with rubber gasket, GI bolts, nuts, washers etc. as required. | Each |  |  | 0
7 | Supply and fixing Stainless steel IS:3444 Grade - 1 single headed Internal / external yard hydrant valve with 1 No. 63 mm dia instantaneous Stainless steel coupling and cast iron wheel, ISI marked, conforming to IS 5290 (type A) with blank Gunmetal cap and chain as required. | Each |  |  | 0
8 | Supply and fixing 63 mm dia, 15 mtr. Long RRL hose pipe with 63 mm dia male and female Stainless steel couplings duly binded with GI wire, rivets etc. conforming to IS 636 (type-A) as required. | Each |  |  | 0
9 | Supply & fixing 63 mm dia stainless steel IS : 3444 Gr. - 1 branch pipe with 20 mm (nominal internal diameter) size Gun metal nozzle confoming to IS 903, suitable for instantaneous connection to interconnect hose pipe coupling as required | Each |  |  | 0
0
10 | Supply and fixing Fire Brigade Connection of CI body with Gun Metal male instantaneous inlet couplings complete with cap and chain as required for 150mm dia MS pipe connection, conforming to IS 904 as required of following way : |  |  |  | 0
10.1 | 2 Way | Each |  |  | 0
10.2 | 3 Way | Each |  |  | 0
0
11 | Supply and fixing of Hose Cabinet of size 750 mm x 600 mm x 250 mm made of 1.6 mm thick MS sheet with 6 mm thick glazed glass doors including necessary locking arrangement suitable to accommodate external hydrant with butterfly valve, 2 Nos 15 Mtr. Long Hose pipe, 1 No. branch pipe, mounted on wall OR raised brick platform & duly painted with post office red externally and white internally with synthetic enamel paint complete in all respect, for external hydrant, as required. | Each |  |  | 0
12 | Supply & fixing of size 0.9 M wide x 1.8 M height Indoor Hose Cabinet shutter suitable for accomodating hydrants made of Tubular rectangular pipe having central opening glazed door having necessary locking arrangement, painting (one coat primer & two coats of paint) suitable for housing 2 Nos. RRL hose pipe, 1 no branch pipe, first Aid hose Reel etc . as required. | Each |  |  | 0
13 | Supplying and fixing first -Aid Fire hose reel Drum wall mounted swinging type with MS construction spray painted in post office Red, conforming to IS 884-1985 with upto date amendments, complete with the following as required. (A) 30 m long 20 mm (nominal internal) dia water hose (B)20 mm (nominal internal) dia gun metal globe valve & nozzle 5mm orifice (C)Drum and brackets for fixing the equipments on wall. (D) Connections from riser with 25 mm dia stop valve (gun metal) & M.S. pipe complete in all respect. | Each |  |  | 0
13.1 | with Thermoplastic (Textile reinforced) hose Type -2 as per IS: 12585 - 1988 | Each |  |  | 0
14 | Supply, fixing, testing & commissioning of 15 mm dia size ,quartzoid bulb sprinkler heads suitable for 68 degree centigrade rating of the following type : |  |  |  | 0
14.1 | Pendant type | Each | 22 | 550 | 12100
14.2 | Upright type | Each |  |  | 0
14.3 | Side wall type | Each |  |  | 0
15 | Providing, fixing, testing and commissioning 25mm diameter inspecting and testing assembly with gunmetal isolation valve gunmetal sight glass bypass valve and connected to 50mm drain line complete as required complete in all respect. All as per pre approved by Engineer in charge. | Each |  |  | 0
16 | Supply & Fixing of Fire Man's Axe with heavy Insulated rubber tested up to 20 KV and confirming to IS ;926 | Each |  |  | 0
17 | Supply & Fixing ISI marked ( IS : 15683 ) Portable Fire Exitnguisher, ABC type,finished externally with red enamel paint, complete in all respects including initial fill and wall suspension of following capacity. |  |  |  | 0
17.1 | 6 kg | Each |  |  | 0
18 | Supply & Fixing ISI marked ( IS : 15683 ) Portable fire Extinguisher, Carbon‐dioxide type flat base including valve, discharge hose of not less than 10 mm dia. min. 600 mm long & complete in all respects including initial fill with C02 gas confirming to IS:307‐1966 filled to a filling ratio of not more than 0.667and wall suspension bracket. Capacity 5 Kg. | Each |  |  | 0
19 | Supply & Fixing ISI marked ( IS : 15683 ) Portable fire Extinguisher, k type flat base including valve, discharge hose of not less than 10 mm dia. min. 600 mm long & complete in all respects including initial fill. Capacity 6kg | Each |  |  | 0
20 | Supply and fixing M.S. structural work fabricated from standard sections i.e. rounds, solid angles, slotted angles, channels including cutting to size, drilling, welding, fixing and welding to insert plates in RCC structural members as directed by Engineer-in-charge including cutting and making good the walls and floors (for hangers, supports, clamps, etc.) | Kg |  |  | 0
21 | Supply & fixing of 100mm dia bourden type, Stainless steel dial type pressure Gauge (0 - 16 Kg ) range, 3 / 8 " BSP bottom entry on Pump Delivery Line complete with Ball valve | Each | 1 | 1440 | 1440
22 | Supply fixing of vane type water flow switches with contacts for installation in 50 mm to 150 mm dia M.S. pipe for a service pressure up to 20 Kg Sq.cm | Each
23 | Supplying, installation, testing commissioning of sprinkler flexible pipe (UL Listed) of stainless steel complete with 15 NPT on reducer thread with maximum working pressure of 175 PSI test pressure of 875 PSI (Burst) with branch line (Inlet) 25mm NPT male thread to sprinkler head (Outlet) 15mm NPT female thread with reducer, nipple, 2 side brackets, center bracket, stockbar of following sizes complete as required. | Each
24 | 700 MM LONG
| TOTAL COST |  | ANNEXURE AMOUNT-1 |  | 87265.2

## FIRE JMS
FIRE FIGHTING WORK BOQ
UNA FOOD COURT GROUND FLOOR COMMON AREA
S. No. | DESCRIPTION | UNIT | BOQ QTY | EXECUTED QTY | RATE | AMOUNT
1 | Supply, laying, testing & Commissioning of 'C' class heavy duty MS pipe conforming to IS 3589 / 1239 for hydrent and sprinkler applications including fittings like elbows, tees, flanges, tapers, nuts bolts, gaskets etc. fixing the pipe on the wall/ceiling with suitable clamps, U bolt and including painting of two coats of Red Oxide , painting with two or more coats of synthetic enamel paint of Post office red shade complete as required.The installation includes all civil openings , breakages and making good the same. ( Final Quantity Measure as per site after working )
1.1 | 25 mm dia | Mtr. | 50 | 26.5 |  | 0
| Branch center zone (3+2.4+2.4+2.6+2.6+2.6+2.6+2.6+1.9+1.9+1.9) |  |  | 26.5 |  |  | OK
Dropper (8*.2)
Dropper (4*.27)
1.2 | 32 mm dia | Mtr. | 5 |  |  | 0
1.3 | 40 mm dia | Mtr. | 6 |  |  | 0
1.4 | 50 mm dia | Mtr. | 7 | 13 |  | 0
| (1.5+1.5+1.5+2.2+2.9+1.7+1.7) |  |  | 13 |  |  | OK
1.5 | 65 mm dia | Mtr. | 8 | 12.62 |  | 0
| (10.92+1.7) |  |  | 12.62 |  |  | OK
1.6 | 80 mm dia | Mtr. | 28 | 10.3 |  | 0
| (7.6+3) |  |  | 10.3 |  |  | OK
1.7 | 100 mm dia | Mtr. | 10 | 19 |  | 0
| (1.9+17.1) |  |  | 19 |  |  | OK
1.8 | 150 mm dia | Mtr. | 0 |  |  | 0
1.9 | 200 mm dia, 6.0 mm thick | Mtr. | 0 |  |  | 0
2 | Supply, laying, testing & Commissioning of 'C' class heavy duty MS pipe conforming to IS 3589 and 1239 for hydrent and sprinkler underground rings including all accessories such as screwed/ welded flanges, tees, reducers etc. Conforming to IS : 1239/3589 complete including , welding, jointing with compressed asbestos gaskets, nuts, bolts etc. as required. with cleaning, wrapping and coating of the pipe with 4 mm thick tar based plymaric corrosion protection tape or equivalent including applying uniform coat of cold pipekot primer as per IS; 10221 for protection against corrsion suitable for all kind of soil at 1.0 M depth including excavation and making good the same as required at site . ( Final Quantity Measure as per site after working )
2.1 | 80 mm dia | Mtr. | 0 |  |  | 0
2.2 | 100 mm dia | Mtr. | 0 |  |  | 0
2.3 | 150 mm dia | Mtr. | 0 |  |  | 0
3 | Supply, installation, testing and commissioning of dual plate non-return valve of following sizes confirming to IS:5312 complete with rubber gasket, G I bolts, nuts, washers etc. as required.
3.1 | 100 mm dia | Each | 0 |  |  | 0
3.2 | 150 mm dia | Each | 0 |  |  | 0
4 | Supply, fixing, testing commissioning of butterfly valve PN 1.6, with Bronze/ Gunmetal seat duly ISI marked complete with Nuts, Bolts, washers, gaskets, conforming to IS 13095, of following sizes as required.
4.1 | 100 mm dia | Each | 1 | 1 |  | 0 | OK
4.2 | 150 mm dia | Each | 0 |  |  | 0
5 | Supply, installation, testing and commissioning of Brass ball valves of following sizes as required.
5.1 | 25 mm dia. | Each | 5 |  |  | 0
5.2 | 32 mm dia. | Each | 4 |  |  | 0
5.3 | 40 mm dia. | Each | 2 |  |  | 0
5.4 | 50 mm dia | Each | 6 |  |  | 0
5.5 | 65mm dia. | Each | 1 |  |  | 0
6 | Supply and fixing orifice plate made of 6 mm thick stainless steel with orifice of required size in between flange & landing valve of external and internal hydrant to reduce pressure to working pressure of 3.5 kg/cm2 complete with rubber gasket, GI bolts, nuts, washers etc. as required. | Each | 1 |  |  | 0
7 | Supply and fixing Stainless steel IS:3444 Grade - 1 single headed Internal / external yard hydrant valve with 1 No. 63 mm dia instantaneous Stainless steel coupling and cast iron wheel, ISI marked, conforming to IS 5290 (type A) with blank Gunmetal cap and chain as required. | Each | 1 |  |  | 0
8 | Supply and fixing 63 mm dia, 15 mtr. Long RRL hose pipe with 63 mm dia male and female Stainless steel couplings duly binded with GI wire, rivets etc. conforming to IS 636 (type-A) as required. | Each | 2 |  |  | 0
9 | Supply & fixing 63 mm dia stainless steel IS : 3444 Gr. - 1 branch pipe with 20 mm (nominal internal diameter) size Gun metal nozzle confoming to IS 903, suitable for instantaneous connection to interconnect hose pipe coupling as required | Each | 1 |  |  | 0
10 | Supply and fixing Fire Brigade Connection of CI body with Gun Metal male instantaneous inlet couplings complete with cap and chain as required for 150mm dia MS pipe connection, conforming to IS 904 as required of following way :
10.1 | 2 Way | Each | 0 |  |  | 0
10.2 | 3 Way | Each | 0 |  |  | 0
11 | Supply and fixing of Hose Cabinet of size 750 mm x 600 mm x 250 mm made of 1.6 mm thick MS sheet with 6 mm thick glazed glass doors including necessary locking arrangement suitable to accommodate external hydrant with butterfly valve, 2 Nos 15 Mtr. Long Hose pipe, 1 No. branch pipe, mounted on wall OR raised brick platform & duly painted with post office red externally and white internally with synthetic enamel paint complete in all respect, for external hydrant, as required. | Each | 0 |  |  | 0
12 | Supply & fixing of size 0.9 M wide x 1.8 M height Indoor Hose Cabinet shutter suitable for accomodating hydrants made of Tubular rectangular pipe having central opening glazed door having necessary locking arrangement, painting (one coat primer & two coats of paint) suitable for housing 2 Nos. RRL hose pipe, 1 no branch pipe, first Aid hose Reel etc . as required. | Each | 1 |  |  | 0
13 | Supplying and fixing first -Aid Fire hose reel Drum wall mounted swinging type with MS construction spray painted in post office Red, conforming to IS 884-1985 with upto date amendments, complete with the following as required. (A) 30 m long 20 mm (nominal internal) dia water hose (B)20 mm (nominal internal) dia gun metal globe valve & nozzle 5mm orifice (C)Drum and brackets for fixing the equipments on wall. (D) Connections from riser with 25 mm dia stop valve (gun metal) & M.S. pipe complete in all respect. | Each | 1
13.1 | with Thermoplastic (Textile reinforced) hose Type -2 as per IS: 12585 - 1988 | Each | 1
14 | Supply, fixing, testing & commissioning of 15 mm dia size ,quartzoid bulb sprinkler heads suitable for 68 degree centigrade rating of the following type :
14.1 | Pendant type | Each | 30 | 22 |  | 0 | OK
14.2 | Upright type | Each | RO
14.3 | Side wall type | Each | 50 |  |  | 0
15 | Providing, fixing, testing and commissioning 25mm diameter inspecting and testing assembly with gunmetal isolation valve gunmetal sight glass bypass valve and connected to 50mm drain line complete as required complete in all respect. All as per pre approved by Engineer in charge. | Each | 1 |  |  | 0
16 | Supply & Fixing of Fire Man's Axe with heavy Insulated rubber tested up to 20 KV and confirming to IS ;926 | Each | 1 |  |  | 0
17 | Supply & Fixing ISI marked ( IS : 15683 ) Portable Fire Exitnguisher, ABC type,finished externally with red enamel paint, complete in all respects including initial fill and wall suspension of following capacity.
17.1 | 6 kg | Each | 1 |  |  | 0
18 | Supply & Fixing ISI marked ( IS : 15683 ) Portable fire Extinguisher, Carbon‐dioxide type flat base including valve, discharge hose of not less than 10 mm dia. min. 600 mm long & complete in all respects including initial fill with C02 gas confirming to IS:307‐1966 filled to a filling ratio of not more than 0.667and wall suspension bracket. Capacity 5 Kg. | Each | 1 |  |  | 0
19 | Supply & Fixing ISI marked ( IS : 15683 ) Portable fire Extinguisher, k type flat base including valve, discharge hose of not less than 10 mm dia. min. 600 mm long & complete in all respects including initial fill. Capacity 6kg | Each | 0
20 | Supply and fixing M.S. structural work fabricated from standard sections i.e. rounds, solid angles, slotted angles, channels including cutting to size, drilling, welding, fixing and welding to insert plates in RCC structural members as directed by Engineer-in-charge including cutting and making good the walls and floors (for hangers, supports, clamps, etc.) | Kg | 0 |  |  | 0
21 | Supply & fixing of 100mm dia bourden type, Stainless steel dial type pressure Gauge (0 - 16 Kg ) range, 3 / 8 " BSP bottom entry on Pump Delivery Line complete with Ball valve | Each | 1 | 1 |  | 0
22 | Supply & fixing of vane type water flow switches with contacts for installation in 50 mm to 150 mm dia M.S. pipe for a service pressure up to 20 Kg / Sq.cm | Each | 1 |  |  | 0
23 | Supplying, installation, testing & commissioning of sprinkler flexible pipe (UL Listed) of stainless steel complete with 15 NPT on reducer thread with maximum working pressure of 175 PSI test pressure of 875 PSI (Burst) with branch line (Inlet) 25mm NPT male thread to sprinkler head (Outlet) 15mm NPT female thread with reducer, nipple, 2 side brackets, center bracket, stockbar of following sizes complete as required.
20.1 | 700 MM LONG | Each | 0 |  |  | 0
| TOTAL COST IN Rs. |  |  |  |  | 0

## FAS WORK
Sr No | Item Description | Unit | No | L | W | EXECUTED QTY | PO RATE | PO AMOUNT
8,9 | Supplying and erecting PVC armoured cable 2 core 1.5 sq. mm FRLS copper conductor complete erected on wall / celling as per specification (Supply and drawing FRLS Fire Alarm Cable As Per IS .(2 x 1.5 sq mm) |  |  |  |  | 150.01 | 136 | 20401.36
| Smoke 1 (10.2) |  |  |  |  | 10.2 |  | 0
| Smoke2 (2.5+1.91) |  |  |  |  | 4.41 |  | 0
| Smoke 3 (1.9+1.5) |  |  |  |  | 3.4 |  | 0
| Smoke 4 (3.9+.2) |  |  |  |  | 4.1 |  | 0
| Smoke5 (4.8+.8) |  |  |  |  | 5.6 |  | 0
| Smoke6 (4.7+.8) |  |  |  |  | 5.5 |  | 0
| Smoke7 (4.7+.8) |  |  |  |  | 5.5 |  | 0
| Smoke8 (3.4+.8) |  |  |  |  | 4.2 |  | 0
| Smoke9 (4.7+.8) |  |  |  |  | 5.5 |  | 0
| Smoke10 (4.7+.8) |  |  |  |  | 5.5 |  | 0
| Smoke11 (4.7+.8) |  |  |  |  | 5.5 |  | 0
| Main zone to common area hooter | [6 empty] | 0
| (1.5+3+.8+5+5+5+2.5+5+5+1.9+3+5+1.4+1.2) |  | 2 | 45.3 |  | 90.6 |  | 0
Add-16 | Supplying, installation, testing & commissioning of sprinkler flexible pipe (UL Listed) of stainless steel complete with 15 NPT on reducer thread with maximum working pressure of 175 PSI test pressure of 875 PSI (Burst) with branch line (Inlet) 25mm NPT male thread to sprinkler head (Outlet) 15mm NPT female thread with reducer, nipple, 2 side brackets, center bracket, stockbar of following sizes complete as required. |  |  |  |  | 10 | 2615.96 | 26159.6
Common area 1500mm Long Sprinkler flexible pipe
Add-18 | P/F PVC gang box for smoke detector | [6 empty] | 0
1 | SITC of conventional type Manual call point complete with Glass, hammer and chain etc. as required.
2 | SITC of conventional type Smoke Detector complete. as required. |  |  |  |  | 11 | 1250 | 13750
3 | SITC of conventional type Heat Detector complete. as required.
4 | SITC of electronic hooters with LMT (hooters shall also be able to work as public address system sounders) housed in sheet steel Polymer housing suitable for wall ceiling and surface recess mounting including making connections with wires complete in all respects and as per specifications. |  |  |  |  | 1 | 487 | 487
5,6 | SITC of wall floor type following zone (each zone accessing minimum 20 units (detectors devices ) Conventional Type microprocessor based with LCD display main control panel fabricated from 16 SWG CRCA sheet steel sealed maintenance free (SMF) batteries of min 2 X 7AH of 12 V or as required.(P/F 2 Zone Fire alarm panel in basement ) |  |  |  |  | 1 | 13500 | 13500
P/F 2 Zone Fire alarm panel in basement
7 | SITC of conventional type microprocessor based Remote Annunciator panel of following zones for wall mounting type fabricated out of 16 SWG CRCA sheet steel incorporating audio visual indication for each zone without battery bank and battery charger .
| Grand total |  |  |  |  | RRR AMOUNT |  | 74297.96