## Abstract Summary
Semolina Projects
Project : CIP Lounge, Lucknow
Details: Project invoicing
PO No : PO/SKPL/23-24/001793
CIP Lounge - Bill Summary
S.N | Item | PO Value | Previous bills | This Bill | Cumulative | Varition ( In Amt ) | % Billing | Po No. | JMR Status
1 | Civil & int | 18926619 | #REF! | #REF! | #REF! | #REF! | #REF! | PO/SKPL/23-24/001793 | Done
2 | Structure Steel Work | 546000 | #REF! | 0 | #REF! | #REF!
3 | ELECTRICAL WORKS | 4038720 | #REF! | #REF! | #REF! | #REF!
4 | PLUMBING WORKS & Fire | 1229775 | #REF! | #REF! | #REF! | #REF!
5 | HVAC WORKS | 1638700 |  | #REF! | #REF! | #REF!
6 | FIX FURNITURE | 3636500 |  | #REF! | #REF! | #REF!
7 | LIGHTS & PANELS | 1905480 |  | #REF! | #REF! | #REF!
| Subtotal = | 31921794 | #REF! | #REF! | #REF! | #REF!
GST @ 18% |  | 5745922.92 | #REF! | #REF! | #REF! | #REF!
Grand Total |  | 37667716.92 | #REF! | #REF! | #REF! | #REF!
* | Material Advance given Before Taxes |  | #REF! | 0 | #REF!
GST @ 18% |  | 0 | #REF! | 0 | #REF! | 0
As advance paid amount |  | 0 | #REF! | 0 | #REF! | 0
* | Balance Payable
| Payable before taxes |  |  |  | #REF!
GST @ 18% |  | 0 | 0 | 0 | #REF! | 0
Payable with Taxes |  | 0 | 0 | 0 | #REF! | 0

## Summary-2 (hidden)
Summary
#REF!
S. No. | Description of Item | #REF!
|  | PO Amount | RA=-01
1 | Civil & Interior
a | DISMENTLING & CLEANING WORKS | #REF!
b | CIVIL WORK | #REF!
c | FLOORING WORK/CLADDING WORK | #REF!
d | DOOR WINDOW WORK | #REF!
e | OTHER WOOD WORK FOR WALL PANELLING, PARTITIONS & STORAGES | #REF!
f | FALSE CEILING WORK | #REF!
g | FINISHING WORK | #REF!
h | MISC WORK | #REF!
2 | Structural Steel | 546000
3 | Electrical Work
a | SUB-HEAD I WIRING | 2253020
b | SUB-HEAD II CABLES & RACEWAYS | 424200
c | SUB-HEAD III DISTRIBUTION BOARD & ELECTRICAL PANEL | 727650
d | SUB-HEAD IV FIRE DETECTION & PA SYSTEM | 519300
e | SUB-HEAD V CCTV SYSTEM | 114550
4 | PHE and FF
a | SANITARY FIXTURES AND FITTINGS | 538400
b | WATER SUPPLY | 97725
c | DRAINAGE | 94480
d | FIRE FIGHTING | 499170
5 | HVAC
a | DUCTWORK AND AIR DISTRIBUTION | 1148700
b | VENTILATION FANS AND ARRANGEMENT | 490000
6 | Furniture | 3636500
7 | Light Fixtures | 1905480
| Total Basic Amount (in Rs.) | #REF!
| GST @18% | #REF!
| Total Amount (in Rs.) | #REF!

## Inv Summary
Semolina Projects
Project : CIP Lounge, Lucknow
Details: Project invoicing
PO No
CIP Lounge - Bill Summary
S.N | Item | PO Value | RA-09 Value | JMR status
| ELECTRICAL WORKS (EXTRA QTY |  | 1084968.5
| LIGHTS & PANELS (EXTRA QTY ) |  | 238820
8 | Civil & interior (EXTRA QTY ) |  | 1189566.56
Total |  | 0 | 2513355.06
GST @ 18% |  | 0 | 452403.9108
Grand Total |  | 0 | 2965758.9708

## Abstract Electrical
Company Name : | LKO INTNL ARPT LTD
Project Name : | Finishing work for CIP Lounge at Terminal-03, CCSI Airport, Lucknow
Sr No | Particulars | Code / Area Specified | Qty. | UoM | Impulse Branding |  | RA-08 |  | RA-02 |  | RA Bill 09 |  | Extra Qty RA Bill 09 |  | Cumulative |  | Variance
[5 empty] | Unit Price | Total Amount | QTY | Amount | QTY | Amount | QTY | Amount |  |  | QTY | Amount | QTY | Amount
[5 empty] | INR | INR
ELECTRICAL WORKS
SUB-HEAD I WIRING
1.1 | Wiring for primary light points for Switch controlled points with 2.5 sq. mm LSHF PVC insulated stranded /multi stranded copper conductor 1100 Volt grade wires in IS embossed 25mm dia 16 SWG GI surface /concealed conduit including cost of providing saddles hangers supports from soffit of slab etc for surface conduiting, ceiling conduiting and/or cost of cutting and filling chases for recessed conduiting, and including the cost of Supply and fixing a 6 amp 240 Volt grid plate mounted switch with moulded cover plate in zinc chromate passivated GI box and including the cost of running 2.5 sq. mm LSHF PVC insulated copper earth wire for loop earthing etc. complete as directions of Engineer-in-charge and as required. |  | 30 | nos | 3200 | 96000 | 21 | 67200 |  |  | 9 | 28800 | 3 | 9600
1.2 | Wiring for primary light points for DB / Dimmer/ Sensor/ Automation controlled points with 2.5 sq mm LSHF PVC insulated stranded/multi stranded copper conductor 1100 Volt grade wires in IS embossed 25mm dia 16 SWG GI surface/concealed conduit including cost of providing saddles etc for surface conduiting and/or cost of cutting and filling chases for recessed conduiting and including the cost of running 2.5 sq mm LSHF PVC insulated copper earth wire for loop earthing etc. complete as directions of Engineer-in-charge and as required. (Cost of MCB/Switch shall be consider in this item)(Normal) |  | 45 | nos | 3200 | 1,44,000 | 31.5 | 100800 |  |  | 4.5 | 14400 |  | 0
1.3 | Wiring for primary light points for DB/ Dimmer/ Sensor/ Automation controlled points with 2.5 sq mm LSHF PVC insulated stranded/multi stranded copper conductor 1100 Volt grade wires in IS embossed 25mm dia 16 SWG GI surface/concealed conduit including cost of providing saddles etc for surface conduiting and/or cost of cutting and filling chases for recessed conduiting and including the cost of running 2.5 sq mm LSHF PVC insulated copper earth wire for loop earthing etc. complete as directions of Engineer-in-charge and as required. (Cost of MCB/Switch shall be consider in this item). (Emergency) |  | 11 | nos | 3200 | 35200 | 7.7 | 24640 |  |  | 3.3 | 10560 |  | 0
1.4 | Wiring for secondary light points with 1.5 sq. mm LSHF PVC insulated stranded/multistranded copper conductor 1100 Volt grade wires in surface/concealed in IS embossed 25mm dia 16 SWG GI conduit including cost of providing saddles hangers supports from soffit of slab etc for surface conduiting, ceiling conduiting and/or cost of cutting and filling chases for recessed conduiting including the cost of running 1.5 sq. mm LSHF PVC insulated copper earth wire for loop earthing etc. complete as directions of Engineer-in-charge and as required. (Normal) |  | 352 | nos | 2100 | 7,39,200 | 246.4 | 517440 |  |  | 105.6 | 221760 | 44 | 92400
1.5 | Wiring for secondary light points with 1.5 sq. mm LSHF PVC insulated stranded/multistranded copper conductor 1100 Volt grade wires in surface/concealed in IS embossed 25mm dia 16 SWG GI conduit including cost of providing saddles hangers supports from soffit of slab etc for surface conduiting, ceiling conduiting and/or cost of cutting and filling chases for recessed conduiting including the cost of running 1.5 sq. mm LSHF PVC insulated copper earth wire for loop earthing etc. complete as directions of Engineer-in-charge and as required. (Emergency) |  | 46 | nos | 2100 | 96600 | 32.2 | 67620 |  |  | 13.8 | 28980 | 17 | 35700
1.6 | Wiring for 240 volt 6 amp Multistandard single phase and neutral switch socket outlet with 4 sq. mm LSHF PVC insulated stranded/multi stranded copper conductor 1100 Volt grade wires in IS embossed 25mm dia 16 SWG GI surface/concealed conduit including cost of providing circuit wiring with 2.5 sq mm LSHF PVC insulated stranded/ multistranded copper conductor 1100 volt grade wires and including the cost of providing saddles etc as required for surface conduiting and/or cost of cutting and filling chases as required and Supply and fixing of a 240 volt 6 amp Multistandard socket outlet with safety shutters and 6 amp 240 volt single pole grid plate mounted switch with moulded cover plate in recessed zinc chromate passivated GI box and including earthing of the 3rd pin with 2.5 sq. mm LSHF PVC insulated copper earth wire conductor wires complete as directions of Engineer-in- charge and as required. |  | 11 | nos | 3500 | 38500 | 7.7 | 26950 |  |  | 3.3 | 11550 |  | 0
1.7 | Wiring as in Item 1.6 above looped from an adjacent switch socket outlet as required and Supply and fixing of a combined 240 volt 6 amp Multistandard socket outlet with safety shutters and 6 amp 240 volt single pole grid plate mounted switch with moulded cover plate in recessed zinc chromate passivated GI box and including earthing of the 3rd pin with 2.5 sq. mm LSHF PVC insulated copper earth wire conductor wires complete as directions of Engineer-in-charge and as required. |  | 28 | nos | 3500 | 98000 | 19.6 | 68600 |  |  | 8.4 | 29400 | 11 | 38500
1.8 | Wiring for a multi-pin 240 volt 6-16 amp single phase and neutral universal switch socket outlet with 4.0 sq. mm LSHF PVC insulated stranded copper conductor 1100 Volt grade wires in 25 mm dia GI surface/concealed conduit including the cost of providing circuit wiring with 4.0 sq mm LSHF PVC insulated stranded copper conductor 1100 volt grade wires and including cost of providing brackets, saddles etc as required for surface conduiting and/or cost of cutting and filling chases as required and providing and fixing of a combined multi-pin 240 volt 6-16 amp universal socket outlet with safety shutters and 16 amp 240 volt single pole grid plate mounted switch with moulded cover plate in recessed galvanized box and including earthing of the 3rd pin with 4.0 sq mm 1100 volt grade LSHF PVC insulated stranded copper conductor wires complete as directions of Engineer-in-charge and as required. |  | 46 | nos | 3500 | 1,61,000 | 32.2 | 112700 |  |  | 13.8 | 48300 | 55 | 192500
1.9 | Wiring as in Item 1.8 above looped from an adjacent switch socket outlet as per specifications and directions of Engineer-in-charge and providing and fixing of a modular type multi-pin 240 Volt 6-16 amp shuttered socket outlet and a modular type 16 amp 240 Volt single pole switch in a recessed galvanized boxes with internal wiring and moulded front plates complete as directions of Engineer-in-charge and as required. |  | 21 | nos | 2500 | 52500 | 14.7 | 36750 |  |  | 6.3 | 15750 | 23 | 57500
1.1 | Supply , Installation, Testing and comissioning of Pop-up Boxes with all standard accessories consisting of following: a) 3 nos 6 amp socket with 1 no. 16A Switch b) 2 nos Data outlets which includes of Data wiring and terminations. Wiring for socket outlet with 4.0 sq. mm LSHF PVC insulated stranded copper conductor 1100 Volt grade wires in 25 mm dia GI surface/concealed Conduit / Raceways including the cost of providing circuit wiring with 4.0 sq mm LSHF PVC insulated stranded copper conductor 1100 volt grade wires and including cost of providing brackets, saddles etc as required for surface conduiting and/or cost of cutting and filling chases as required and providing and fixing of a pop up Box on Table/furniture/wall complete as directions of Engineer-in-charge and as required. - Workstations. |  | 3 | nos | 17500 | 52500 | 2.1 | 36750 |  |  | 0.9 | 15750 |  | 0
1.11 | Supply , Installation, Testing and comissioning of Switch socket on furniture with all standard accessories consisting of following: a) 2 nos 6 amp socket with 1 no. 10A Switch b) 2 nos Data outlets which includes of Data wiring and terminations. Wiring for socket outlet with 2.5 sq. mm LSHF PVC insulated stranded copper conductor 1100 Volt grade wires in 25 mm dia GI surface/concealed Conduit / Raceways including the cost of providing circuit wiring with 2.5 sq mm LSHF PVC insulated stranded copper conductor 1100 volt grade wires and including cost of providing brackets, saddles etc as required for surface conduiting and/or cost of cutting and filling chases as required and providing and fixing of a Box set on furniture/wall complete as directions of Engineer-in-charge and as required. - Dinning Area. |  | 7 | nos | 2500 | 17500 | 4.9 | 12250 |  |  | 2.1 | 5250 | 4 | 10000
1.12 | Supply , Installation, Testing and comissioning of Switch socket on furniture with all standard accessories consisting of following: a) 2 nos 6 amp socket with 1 no. 10A Switch b) 1 nos Data outlets which includes of Data wiring and terminations. Wiring for socket outlet with 2.5 sq. mm LSHF PVC insulated stranded copper conductor 1100 Volt grade wires in 25 mm dia GI surface/concealed Conduit / Raceways including the cost of providing circuit wiring with 2.5 sq mm LSHF PVC insulated stranded copper conductor 1100 volt grade wires and including cost of providing brackets, saddles etc as required for surface conduiting and/or cost of cutting and filling chases as required and providing and fixing of a Box set on furniture/wall complete as directions of Engineer-in-charge and as required. - Premium Lounge & BAR Area. |  | 17 | nos | 2500 | 42500 | 11.9 | 29750 |  |  | 5.1 | 12750 | 12 | 30000
1.13 | Wiring for 6 pin 240 volt 16 amp single phase and neutral Universal switch socket outlets with 4.0 sq. mm LSHF PVC insulated stranded/multi stranded copper conductor 1100 volt grade wires in IS embossed 25mm dia 16 SWG GI surface/concealed conduit including cost of providing saddles etc as required for surface conduiting and/or cost of cutting and filling chases as required and including Supply and fixing of a 240 volt 16 amp socket outlet with safety shutters and 16 amp 240 volt single pole grid plate mounted switch with moulded cover plate in a recessed zinc chromate passivated GI box including earthing of the 3rd pin with 4.0 sq. mm 1100 volt grade LSHF PVC insulated stranded copper earth wire complete as directions of Engineer-in-charge and as required. |  | 14 | Nos. | 3500 | 49000 | 9.8 | 34300 |  |  | 4.2 | 14700 | 11 | 38500
1.14 | Wiring as in Item 1.13 above looped from an adjacent switch socket outlet as per specifications and directions of Engineer-in-charge and providing and fixing of a modular type multi-pin 240 Volt 6-16 amp shuttered socket outlet and a modular type 16 amp 240 Volt single pole switch in a recessed galvanized boxes with internal wiring and moulded front plates complete as directions of Engineer-in-charge and as required. |  | 13 | nos | 3100 | 40300 | 9.1 | 28210 |  |  | 3.9 | 12090 | 17 | 52700
1.15 | Wiring for 6 pin 240 volt 25 amp single phase and neutral switch socket outlets with 4.0 sq. mm LSHF PVC insulated stranded/multi stranded copper conductor 1100 volt grade wires in IS embossed 25mm dia 16 SWG GI surface/concealed conduit including cost of providing saddles etc as required for surface conduiting and/or cost of cutting and filling chases as required and including Supply and fixing of a 240 volt 16 amp socket outlet with safety shutters and 25 amp 240 volt single pole grid plate mounted switch with moulded cover plate in a recessed zinc chromate passivated GI box including earthing of the 3rd pin with 4.0 sq. mm 1100 volt grade LSHF PVC insulated stranded copper earth wire complete as directions of Engineer-in-charge and as required. |  | 1 | Nos. | 6500 | 6500 | 0.7 | 4550 |  |  | 0.3 | 1950 |  | 0
1.16 | Supplying, fixing, testing & commissioning of 32 A, 240 V, SPN metal clad Industrial type socket outlet (IP‐65), with 2 pole and earth, plug top along with 32 A, “C” curve, SP, MCB, in Polycarbonate enclosure, on surface or in recess, with cover for the socket out let and complete with connections, testing and commissioning etc. as required. |  | 12 | Nos. | 6500 | 78000 | 8.9 | 57850 |  |  | 0.1 | 650 |  | 0
1.17 | Supplying fixing, testing & commissioning of 32 A, 415 V, TPN Industrial type socket outlet (IP‐65), with 4 pole and earth, plug top along with 32 A, “C” curve, TP MCB, in polycarbonate enclosure, on surface or in recess, with cover for the socket out let and complete with connections, testing and commissioning etc. as required. |  | 3 | Nos. | 6000 | 18000 | 2.1 | 12600 |  |  | 0.9 | 5400 |  | 0
1.18 | Supplying fixing, testing & commissioning of 32 A, 415 V, TPN 5 pole Industrial type socket outlet (IP‐65), with 4 pole and earth, plug top along with 32 A, “C” curve, MCB, in polycarbonate enclosure, on surface or in recess, with cover for the socket out let and complete with connections, testing and commissioning etc. as required. |  | 1 | Nos. | 6500 | 6500 | 0.7 | 4550 |  |  | 0.3 | 1950 |  | 0
1.19 | Providing and fixing of a Data outlet plate mounted outlet unit (RJ-45) with moulded cover plate in recessed zinc chromate passivated GI box complete as directions of Engineer-in-charge and as required for Data system. |  | - |  |  | - | [7 empty] | 0
a) | 1 No. data outlet |  | 8 | nos | 2500 | 20000 | 5.6 | 14000 |  |  | 2.4 | 6000 | 2 | 5000
b) | 2 Nos. data outlet |  | 2 | nos | 2500 | 5000 | 1.4 | 3500 |  |  |  | 0 |  | 0
1.2 | Supplying, laying, testing and commissioning of 4-pair Non-plenum Enhanced Cat 6 unshielded twisted pair computer cable with 24 AWG solid copper conductors in surface/concealed conduit/raceways/modular furniture , complete as directions of Engineer-in-charge and as required. |  | 320 | Mtrs | 85 | 27200 | 320 | 27200 |  |  | 0 | 0 | 1373.5 | 116747.5
1.21 | Supplying, Installation, testing and commissioning of 12U Networking Rack with PDU, switches, jack, patch cords, Ios, and all other accessories complete as required for Server, router & network video recorder. |  | 1 | nos | 35000 | 35000 | 0.7 | 24500 |  |  | 0.3 | 10500 | 1.3 | 45500
1.22 | Supplying, Installation, testing and commissioning of Occupancy Sensor for light control with all accessories and complete as directions of Engineer-in-charge and as required. |  | 11 | nos | 3500 | 38500 | 7.7 | 26950 | [5 empty] | 0
1.23 | Supplying and drawing wiring with single core stranded copper conductor PVC insulated 1100 volt grade LSHF PVC insulated wires in surface/recessed steel conduit systems including the cost of running copper conductor LSHF PVC insulated loop earthing wire complete as directions of Engineer-in-charge and as required as below. |  | - |  |  | - | [7 empty] | 0
a) | 2 x 1.5 sq mm with 1 x 1.5 sq mm earth wire |  | - | Mtrs | 150 | - | [7 empty] | 0
b) | 2 x 2.5 sq mm with 1 x 2.5 sq mm earth wire |  | 90 | Mtrs | 210 | 18900 | 63 | 13230 |  |  | 27 | 5670 | 438 | 91980
c) | 2 x 4 sq mm with 1 x 4.0 sq mm earth wire |  | 330 | Mtrs | 300 | 99000 | 231.7 | 69510 |  |  | 98.3 | 29490 | 420.91 | 126273
d) | 2 x 6 sq mm with 1 x 6.0 sq mm earth wire |  | 90 | Mtrs | 320 | 28800 | 63 | 20160 |  |  | 6.9 | 2208 |  | 0
g) | 4 x 4 sq mm with 2 x 4.0 sq mm earth wire |  | 90 | Mtrs | 400 | 36000 | 63 | 25200 |  |  | 27 | 10800 | 209.2 | 83680
h) | 4 x 6 sq mm with 2 x 6.0 sq mm earth wire |  | 50 | Mtrs | 450 | 22500 | 35 | 15750 |  |  | -24 | -10800 |  | 0
i) | 4 x 10 sq mm with 2 x 10 sq mm earth wire |  | - | Mtrs | 600 | - | [7 empty] | 0
j) | 4 x 16 sq mm with 2 x 16 sq mm earth wire |  | - | Mtrs | 650 | - | [7 empty] | 0
1.24 | Supplying and drawing recessed/surface IS embossed GI conduiting system including cost of providing saddles etc for surface/recess conduiting and/or cost of cutting and filling chases for recessed conduiting complete as directions of Engineer- in-charge and as required as below. |  | - |  |  | - | [7 empty] | 0
a) | 20 mm |  | 110 | Mtrs | 145 | 15950 | 77 | 11165 |  |  | 3 | 435 |  | 0
b) | 25 mm |  | 200 | Mtrs | 165 | 33000 | 140 | 23100 |  |  | 42 | 6930 |  | 0
c) | 32 mm |  | 110 | Mtrs | 176 | 19360 | 77 | 13552 |  |  | 7 | 1232 |  | 0
d) | 40 mm |  | 110 | Mtrs | 210 | 23100 | 77 | 16170 |  |  | 21 | 4410 |  | 0
e) | 50 mm |  | - | Mtrs | 250 | - | [7 empty] | 0
1.25 | Supplying and drawing recessed/surface medium class PVC conduit including cost of providing saddles etc accessories for surface/recess conduiting and/or cost of cutting and filling chases for recessed conduiting complete as directions of Engineer- in-charge and as required as below. |  | - |  |  | - | [7 empty] | 0
a) | 20 mm |  | 30 | Mtrs | 65 | 1950 | 21 | 1365 |  |  | -1 | -65 |  | 0
b) | 25 mm |  | - | Mtrs | 75 | - | [7 empty] | 0
c) | 32 mm |  | - | Mtrs | 90 | - | [7 empty] | 0
d) | 40 mm |  | - | Mtrs | 120 | - | [7 empty] | 0
1.26 | Supply and fixing GI flexible conduit including all fittings complete as required as below. |  | - |  |  | - | [7 empty] | 0
a) | 20 mm |  | 265 | Mtrs | 154 | 40810 | 185.5 | 28567 |  |  | 62 | 9548 |  | 0
b) | 25 mm |  | 95 | Mtrs | 170 | 16150 | 66.5 | 11305 |  |  | 8.5 | 1445 |  | 0
c) | 32 mm |  | - | Mtrs | 210 | - | [5 empty] | 557793
d) | 40 mm |  | - | Mtrs | 240 | -
| TOTAL FOR WIRING |  |  |  |  | 22,53,020 |  | 1588734 |  |  |  | 557793 |  | 1026580.5
B | SUB-HEAD II CABLES & RACEWAYS
1 | Supply and laying cables on Tray / clamped to wall with suitable clamps saddles and fixing bolts/ in ground including the cost of digging and back filling with sand and brick protection as required and including testing and commissioning of the following 1100 volt grade armoured XLPE insulated and PVC sheathed copper conductor cable complete as required. The costs shall include for all cables to be provided with a 1D gap and shall be properly clamped with cable clamps and ties. Identification tags shall be provided for all cables and route markers for cables in ground. |  |  |  |  | -
a) | 3 -1/2 core 240 Sq mm AL. XLPE AR. Cable |  | - | Mtrs | 1200 | -
b) | 3 -1/2 core 95 Sq mm AL. XLPE AR. Cable |  | - | Mtrs | 750 | -
c) | 3 -1/2 core 70 Sq mm AL. XLPE AR. Cable |  | 50 | Mtrs | 650 | 32500 | 35 | 22750 |  |  | 3 | 1950
d) | 3 -1/2 core 50 Sq mm AL. XLPE AR. Cable |  | - | Mtrs | 450 | -
e) | 4 core 16 Sq mm CU. XLPE AR. Cable |  | 30 | Mtrs | 750 | 22500 | 21 | 15750 |  |  | -5 | -3750 | 22 | 16500
f) | 4 core 6 Sq mm CU. XLPE AR. Cable |  | - | Mtrs | 450 | -
g) | 4 core 4 Sq mm CU. XLPE AR. Cable |  | 160 | Mtrs | 400 | 64000 | 120 | 48000 |  |  | -52 | -20800
2 | Cable end termination of the following XLPE insulated and PVC sheathed Aluminium conductor cable 1100 Volt grade including cost of crimping heavy duty aluminium lugs, nickel plated brass double compression glands, insulation tape and all requisite material for completion of termination complete as required and as below. |  |  |  |  | -
a) | 3 -1/2 core 240 Sq mm AL. XLPE AR. Cable |  | - | Nos | 1200 | -
b) | 3 -1/2 core 95 Sq mm AL. XLPE AR. Cable |  | - | Nos | 850 | -
c) | 3 -1/2 core 70 Sq mm AL. XLPE AR. Cable |  | 4 | Nos | 2100 | 8400 | 2.8 | 5880 |  |  | 1.2 | 2520 | 2 | 4200
d) | 3 -1/2 core 50 Sq mm AL. XLPE AR. Cable |  | - | Nos | 750 | -
3 | Cable end termination of the following XLPE insulated and PVC sheathed Aluminium/ copper conductor cable 1100 Volt grade including cost of crimping heavy duty copper lugs, nickel plated brass double compression glands, insulation tape and all requisite material for completion of termination complete as required and as below. |  |  |  |  | -
a) | 4 core 16 Sq mm CU. XLPE AR. Cable |  | 2 | Nos | 1500 | 3000 | 1.4 | 2100 |  |  | 0.6 | 900 | 6 | 9000
b) | 4 core 6 Sq mm CU. XLPE AR. Cable |  | - | Nos | 1000 | -
c) | 4 core 4 Sq mm CU. XLPE AR. Cable |  | 20 | Nos | 1200 | 24000 | 14 | 16800 |  |  | -6 | -7200
4 | Supply and fixing of perforated sheet steel slotted cable trays with vertical sides on both ends as per approved design and GI angle supports spaced 1000 mm apart throughout the length as specified, including the cost of 1 meter GI rod hangers, hooks, dash fasteners, painting etc. for suspension from ceiling complete as required. |  |  |  |  | -
a) | 300 mm x 50 mm x 50 mm (with 40 x 40 x 6 mm GI angle supports) and with Cover |  | 20 | Mtrs | 1560 | 31200 |  |  | #REF! | #REF!
b) | 150 mm x 50 mm x 50 mm (with 40 x 40 x 6 mm GI angle supports) and with Cover |  | 20 | Mtrs | 1150 | 23000 |  |  | #REF! | #REF!
c) | 100 mm x 50 mm x 50 mm (with 40 x 40 x 6 mm GI angle supports) and with Cover |  | 60 | Mtrs | 850 | 51000 |  |  | #REF! | #REF!
| GI Raceway & Junction boxes (IP 55) |  |  |  |  | -
5 | Supply, assembly and laying of under floor trunking made out of minimum 1.6 mm thick pre galavised sheet with enamel paint finish complete with jointing sleeve, horizontal bends, vertical bends, level adjustment components and closer, vertical elbow, covers, access outlet. etc. complete with all other accessories under floor installation including cutting and chasing the floor/ or on surface, making good the same, placing in position and cleaning from inside complete etc. as required. |  |  |  |  | -
a) | 300 mm x 40 mm (3 compartment - 1 For Power, 1 for Data, 1 blank for seperation ) |  | - | Mtrs | 2500 | -
b) | 225 mm x 40 mm (2 compartment - 1 For Power, 1 for Data ) |  | 40 | Mtrs | 2300 | 92000 |  |  | #REF! | #REF!
c) | 150 mm x 40 mm (1 compartment) |  | 10 | Mtrs | 1250 | 12500 |  |  | #REF! | #REF!
d) | 100 mm x 40 mm (2 compartment - 1 For Power, 1 for Data ) |  | 20 | Mtrs | 900 | 18000 |  |  | #REF! | #REF!
e) | 75 mm x 40 mm (1 compartment) |  | 10 | Mtrs | 850 | 8500
f) | Providing and fixing 350 x 350 x 50 mm deep junction box for Power & Data raceways in floor |  | - | Nos | 2100 | -
g) | Providing and fixing 250 x 250 x 50 mm deep junction box for Power & Data raceways in floor |  | 12 | Nos | 1500 | 18000 |  |  | #REF! | #REF!
h) | Providing and fixing 150 x 150 x 50 mm deep junction box for Power & Data raceways in floor |  | 13 | Nos | 1200 | 15600 |  |  | #REF! | #REF!
i) | Providing and fixing 100 x 100 x 50 mm deep junction box for Data raceways in floor |  | - | Nos | 900 | - |  |  | #REF! | #REF! |  | -26380
| TOTAL FOR CABLES & RACEWAYS |  |  |  |  | 4,24,200 |  | 111280 |  | #REF! |  | -26380 |  | 29700
C | SUB-HEAD III DISTRIBUTION BOARD & ELECTRICAL PANEL
1 | Supply, erection, testing and commissioning of the following sheet steel clad wall/recess mounting dust and vermin proof double distribution boards constructed from 1.2mm sheet steel IP 42 construction, finished with rust proof red oxide coating and two coats of paint with hinged gasketted door and housing the following complete with suitably rated PVC insulated tinned copper busbars with interconnections and neutral bar assembly, earthing terminals/bar, din bar complete, powder painted including earthing as approved by the Architects/ Engineer in charge. Padlocking facility shall be provided on the door. The DB shall be provided with cable end boxes. |  |  |  |  | -
a) | 14 WAY SPN DB Incoming: 1-25 amp DP 10 kA MCB, B curve with thermal magnetic protective releases incoming with 1nos. 25 amp DP 30 mA RCCB in each phase Outgoings: 14 nos 6/10 amps SP 10 kA MCB, B curve with thermal magnetic protective releases out goings. For FLDB |  | 1 | nos | 38000 | 38000 | 0.7 | 26600 |  |  | 0.3 | 11400
b) | 12 WAY TPN DB-1 Incoming: 1-63 amp FP 10 kA MCB, C curve with thermal magnetic protective releases incoming with 1nos. 63 amp DP 30 mA RCCB in each phase Outgoings: 36 nos 16/20/25/32 amps SP 10 kA MCB, C curve with thermal magnetic protective releases out goings. For PDB |  | 1 | nos | 36000 | 36000 | 0.7 | 25200 |  |  | 0.3 | 10800
c) | 12 WAY TPN DB-2 Incoming: 1-32 amp FP 10 kA MCB, B curve with thermal magnetic protective releases incoming with 1nos. 32 amp DP 30 mA RCCB in each phase Outgoings: 36 nos 10 amps SP 10 kA MCB, B curve with thermal magnetic protective releases out goings. For LDB |  | 1 | nos | 35000 | 35000 | 0.7 | 24500 |  |  | 0.3 | 10500
1.1 | 10 WAY TPN DB Supplying & fixing of following double door Emergency Lighting DB's enclosures, with minimum IP 55, UV resistant as per IEC 61439,flame retardant, self extinguishing material for outdoor / harsh environment like resistant to weather influences (humidity, temperature, water sprays). The DB shall include all accessories i.e. earth bar, din bar, neutral bar, tinned copper bus bars, earthing terminal, power painting & cable end box etc. as required. Incoming: 1-32 amp FP 10 kA MCB, C curve with thermal magnetic protective releases Outgoings: 30 nos 10/16/20 amps SP 10 kA MCB, C curve with thermal magnetic protective releases out goings. For EDB (10A MCBs shall be for lighting circuits only) |  | 1 | nos | 32000 | 32000 | 0.7 | 22400 |  |  | 0.3 | 9600
1.2 | SITC of All VTPN DB's double door and modules, shall be pre assembled with vertical bus bars & minimum IP‐55, UV resistant as per IEC 61439, suitable for outdoor/harsh environment like resistant to weather influences (humidity, temperature, water spray s), chemical resistanc etc. The DB shall include all accessories i.e. earth bar, din bar, neutral bar, tinned copper bus bars, earthing terminal, power painting & cable end box etc. as required. |  | - |  |  | -
a) | 12 WAY VTPN DB INCOMER 1 No. 160A 4 pole MCCB (16 KA) with over load, short circcuit & earth fault protection OUTGOINGS 36 nos. of 20/25/32A modules for SP/TP MCB's, C curve (10KA) as required (Refer DB schedule). DB as described above For KTB-1 |  | 1 | nos | 35000 | 35000 | 0.7 | 24500 |  |  | 0.3 | 10500
b) | 10 WAY VTPN DB INCOMER 1 No. 160A 4 pole MCCB (16 KA) with over load, short circcuit & earth fault protection OUTGOINGS 30 nos. of 20/25/32A modules for SP/TP MCB's (10KA), C curve as required (Refer DB schedule). DB as described above For KTB-1 |  | 1 | nos | 35000 | 35000 | 0.7 | 24500 |  |  | 0.3 | 10500
| Electrical Panel- IN Electrical Room (Floor Mounted) |  | - |  |  | -
2 | Design, Manufacture, Supply, delivery and coordination for Installation of the following front operated modular compartmentalised construction cubicle type, front access, dead back, 2mm thick steel enclosed free standing / wall mounted, dust and vermin proof, switchboard with IP42/Specified protection with hinged and lockable doors duly powder coated complete with interconnections, tinned copper crimping lugs, bonding to earth and painting, suitable for use at 415 volts, 3 phase 4 wire 50 Hertz system, and to withstand a symetrical fault level of 25 kA |  | - |  |  | -
| All Switchboards shall have provision for entry of cables from the top or bottom as required. |  | - |  |  | -
| All live accessible parts shall be shrouded and all equipment shall be finger touch proof. The Busbars insulation shall be with heat shrinkable sleeves. SMC/DMC shrouds and busbar supports shall be used. Padlocking facility shall be provided on all outgoing feeders doors and switch handles shall be lockable in OFF position |  | - |  |  | -
| The cost shall include providing and fixing of 75 x 50 x 6 mm channels for switchboard support. |  | - |  |  | -
| All MCCB shall have rotary handles & extension terminal, phase barrier on both sides as required at site. |  | - |  |  | -
| All metering panel shall be extendable type with cable alley. |  | - |  |  | -
| GA drawings shall be got approved from Owners/ Architects/ Consultants before fabrication. |  | - |  |  | -
| Note:- The Manufacturer/Supplier shall supervise the installation, testing and commissioning of the cubicle panels by the electrical contractor. |  | - |  |  | -
| INCOMING |  | - |  |  | -
| 1 No. 250Amps. 4P MCCB '25ka, Icu=Ics with micro processor release having O/L , S/C, earth fault protection equipped with the following: |  | - |  |  | -
| The incomers shall have the following indicating panel |  | - |  |  | -
a) | 1 set of phase indication lamps (R, Y, B) with 2A MCB |  | - |  |  | -
b) | 1 set of ON,OFF,TRIP indicating light with 2A MCB |  | - |  |  | -
c) | Digital Multifunction Meter, accuracy class 1s, with LED/LCD screen of Max Demand Load, I ;V; Hz; Active, Reactive , Apparent Power & Energy; Power factor; % unbalance of current & voltage; with RS 485 / Ethernet port with 3 Nos. cast resin current transformers of dual core CT's of suitable Amp. ratio, 15 VA Class1.0 m etering., protection MCBs as required accessories to complete the system. |  | - |  |  | -
| BUSBAR |  | - |  |  | -
| FP aluminium extensible type main bus bars of minimum of 300 Amp 25kA capacity with heat shrinkable coloured sleeves and i/c DMC/SMC bus bars supports at required intervals complete. |  | - |  |  | -
| OUTGOING UNITS |  | - |  |  | -
| 3 Nos. 160A TPN MCCB, 16kA, (Ics=lcu) with O/L, S/C |  | - |  |  | -
| 3 nos 63 amp 4P 10 kA MCB with thermal magnetic protective releases |  | - |  |  | -
| 2 nos 25 amp 4P 10 kA MCB with thermal magnetic protective releases |  | - |  |  | -
| The Switchboard shall be complete with all interconnections, risers, internal wiring, labels etc complete as required. (Note: Length of the panel should not increase more than 1600mm, 400mm depth and 2000mm height). |  | 1 | nos | 1,45,000 | 1,45,000 | 0.7 | 101500 |  |  | 0.3 | 43500
| UPS 8KVA |  | - |  |  | -
3 | Supply, installation, testing and commissioning of 8kVA UPS system comprising of online units with a battery backup of 30 minutes duration for full load and with all standards fittings, accessories, protection, instruments, indications and controls including but not restricted to transformer, rectifier, inverter, SMF battery with float cum boost battery charger, static bypass switch, maintenance bypass, interconnections etc. The UPS shall be suitble for three phase 415V Input with variation of + 15% and give constant output supply of 415V + 2%. |  | 1 | nos | 3,15,000 | 3,15,000 | 0.7 | 220500 |  |  | 0.3 | 94500
4 | Supplying and laying of the following earthing strip on cable tray/ wall clamped to wall with suitable clamps saddles and fixing bolts/soldering as required and complete as required to comply with IS 3043:1987. All joints shall be timed. The body earthing of UPS and Panel shall be looped from the existing earthing system. |  | - |  |  | -
a) | 25 mm x 3 mm GI strip |  | 50 | Mtrs | 145 | 7250 | 35 | 5075 |  |  | 4 | 580
b) | 25 mm x 3 mm Copper strip for UPS |  | 20 | Mtrs | 165 | 3300 | 14 | 2310 |  |  | -6 | -990
c) | 6 SWG GI Wire |  | 120 | Mtrs | 180 | 21600 | 84 | 15120
d) | 8 SWG GI Wire |  | - | Mtrs | 180 | -
e) | 4 sq.mm dia copper wire |  | 100 | Mtrs | 180 | 18000 | 70 | 12600 |  |  | 30 | 5400
4 | Providing and fixing M.V danger notice plate of 200 mm x 150 mm, made mild steel, atleast 2 mm thick, and vitreous enameled white on both sides, and with inscription in single red colour on front side as required. |  | - | nos | 2000 | -
5 | Supplying and fixing of 40A 4P, 415V Isolator in sheet steel enclosure with, connection, testing & commissioning as required. |  | 1 | nos | 6500 | 6500 | 0.7 | 4550 |  |  | 0.3 | 1950
| TOTAL FOR DISTRIBUTION BOARD & ELECTRICAL PANEL |  |  |  |  | 7,27,650 |  | 509355 |  |  |  | 208240
D | SUB-HEAD IV FIRE DETECTION & PA SYSTEM
I | Fire Detection System |  |  |  |  | -
1 | Supply, installation, testing and commissioning of 1 Loop wall recess mounting microprocessor based networkable analogue addressable Fire Control Panel having a Fire Alarm Capability of 100/125/150 detectors/devices per loop with each loops length being restricted to 80% of manufacturer specified maximum loop length). The Fire control panel shall have 100% hot redundancy for CPU, load etc. It shall be expandable by minimum 1 additional loops. The operating panel shall have minimum 80 character LCD display, 4 access levels, 1000 events historical logging, flash E- PROM, 240 volts ac power supply, automatic battery charger, 24V sealed lead-acid battery suitable operating the system for 24 hours in emergency condition. The Panel shall be Integrated with the PA System and with suitable power amplifiers for the hooter/strobes and main building fire alarm panel. |  |  |  |  | -
| The Panel shall be Integrated with the BMS System and shall include cost of supply of any additional modules, software and interfaces as required for the same and as required by the Client. The Panel shall provide either or all BACNET/RS485/ LON/MODBUS protocols as required. The panel shall be complete as per specifications and as required. |  |  |  |  | -
a) | 1 Loop |  | 1 | nos | 35000 | 35000 | 0.7 | 24500
2 | Supply, installation, testing and commissioning of plug-in type intelligent analogue addressable multi criteria Smoke detectors including the cost of base plate, 75 mm dia M.S. outlet box for fixing of the detector base, mounting accessories etc. complete as per specifications and as required. |  | 42 | nos | 3300 | 1,38,600 | 29.4 | 97020
3 | Supply, installation, testing and commissioning of plug-in type intelligent analogue addressable rate of rise cum fixed temperature Heat detectors including the cost of base plate, 75 mm dia M.S. outlet box for fixing of the detector base, mounting accessories etc. complete as per specifications and as required. |  | 3 | nos | 3000 | 9000 | 2.1 | 6300
4 | Supply, installation, testing and commissioning of Addressable type fault for isolating shorted, dewired and loose circuits between two successive fault isolators with automatic resetting arrangement (base Model) |  | 5 | nos | 4000 | 20000 | 3.5 | 14000
5 | Supply, installation, testing and commissioning of Addressable type Response indicatior. |  | 25 | nos | 2500 | 62500 | 17.5 | 43750
3 | Supply, installation, testing and commissioning of addressable type duct detector including the cost of plate, M.S. outlet box for fixing of the detector base, mounting accessories etc. complete as per specifications and as required. |  | 4 | nos | 3600 | 14400 | 2.8 | 10080
6 | Supply, installation, testing and commissioning of intelligent analogue addressable Control Modules including the cost of 75 mm dia MS outlet box for fixing of the module, mounting accessories complete as per specifications and as required. |  | - | nos | 4000 | -
7 | Supply, installation, testing and commissioning of intelligent analogue addressable dry contact Monitor Modules including the cost of 75 mm dia MS outlet box for fixing of the module, mounting accessories complete as per specifications and as required. |  | - | nos | 4500 | -
8 | Supply, installation, testing and commissioning of recess/surface mounting dust and vermin proof intelligent addressable analogue Manual Pull stations including cost of all required modules, mounting accessories etc including the cost of M.S. outlet box for fixing of the station, mounting accessories etc. complete as per specifications and as required. |  | 1 | nos | 4000 | 4000 | 0.7 | 2800
9 | Supply, Installation, Testing and commissioning of high intensity hooters cum Strobe Lights with 110 cd. The strobes shall be synchronized for better evacuation. |  | 1 | nos | 3700 | 3700 | 0.7 | 2590
10 | Supply, laying, testing and commissioning of 2 core 1.5 sqmm copper conductor LSHF PVC insulated 1100 volt wires in IS embossed black enameled 25mm dia 16 SWG MS recessed and/or surface conduiting system including cost of providing saddles etc for surface conduiting and/or cost of cutting and filling chases for recessed conduiting as required and including the cost of crimped termination's complete as required. (Smoke detector and speaker) |  | 600 | Mtrs | 145 | 87000 | 420 | 60900
II | Public Address system |  | - |  |  | -
1 | Supply, installation, testing and commissioning of recess/ surface mounting 3W CEILING SPEAKER ,metal grille, dia 150mm and Spring clamps suitable for broadcast of speech and alarm siren including cost of supplying all mounting accessories complete as required. |  | 21 | nos | 3000 | 63000 | 14.7 | 44100 |  |  | 3.3 | 9900
2 | Supply, installation, testing and commissioning of Wall surface mounting 3W CEILING SPEAKER with 6W/3W optionssuitable for broadcast of speech and alarm siren including cost of supplying all mounting accessories complete as required. |  | 2 | nos | 3500 | 7000 | 1.4 | 4900
3 | Supply, installation, testing and commissioning of MS Amplifier Rack Assembly with 30 minutes power backup including 1 no. CD player unit, 1 nos 200 W POWER AMPLIFIER, connectors, internal wiring, interconnection etc capable of voice operated priority complete as required. (PA System fully integrated type with Fire Alarm System with facility for automatic override of music for emergency announcements) |  | 1 | nos | 25000 | 25000 | 0.7 | 17500 |  |  | 0.3 | 7500
4 | Supply, installation, testing and commissioning of CONTROL PANEL with single zone selection, ascending 4 tone chime, emergency microphone, expandable upto 5 zones using expansion control panel complete as required. |  | 1 | nos | 35000 | 35000 | 0.7 | 24500 |  |  | 0.3 | 10500
5 | Supply, installation, testing and commissioning of Wireless lepal microphone DB technology complete as required |  | 1 | nos | 6500 | 6500 | 0.7 | 4550
6 | Supply, installation, testing and commissioning of Microphone with table stand |  | 1 | nos | 8600 | 8600 | 0.7 | 6020 |  |  | 0.3 | 2580
| TOTAL FOR FIRE DETECTION & PA SYSTEM |  |  |  |  | 5,19,300 |  | 363510 |  |  |  | 30480
E | SUB-HEAD V CCTV SYSTEM
1 | Design, Engineering, Supply, Receiving, handling, storage, installation, testing and commissioning of the CLOSED CIRCUIT TELEVESION (CCTV) SURVEILLANCE SYSTEM with IP based indoor type fixed varifocal dome camera for the proposed application with all components, accessories, fixing & mounting accessories etc. as complete as required for the succesfull operation. |  | 13 | nos | 4500 | 58500 | 9.1 | 40950 |  |  | 3.9 | 17550 | 5 | 22500
2 | Supply of Network Video/Disk Recorder -16 channel (Including HDD for minimum recording of 30 days) with minimum 500GB Usable Space with all components, accessories, fixing & mounting accessories etc. as complete as required for the succesfull operation. |  | 1 | nos | 28000 | 28000 | 0.7 | 19600 |  |  | 0.3 | 8400
3 | Supplying, laying, testing and commissioning of 4-pair Non-plenum Enhanced Cat 6 unshielded twisted pair with 24 AWG solid copper conductors in surface/concealed conduit/raceways complete as required |  | 330 | Mtrs | 85 | 28050 | 231 | 19635 |  |  | 99 | 8415 | 72.8 | 6188
| TOTAL FOR CCTV SYSTEM |  |  |  |  | 1,14,550 |  | 80185 |  |  |  | 34365 |  | 28688
A |  |  |  | ₹ |  | 40,38,720 |  | 2653064 |  | #REF! |  | 804498 |  | 1084968.5
B |  |  |  | ₹ |  | 7,26,970 |  | RA Bill O8 |  | RA Bill 03 |  | RA Bill 09 |  | ExtraQty RA Bill 09
C |  |  |  | ₹ |  | 47,65,690

## Electrical JMR RA Bill 09
IMPULSE BRANDING SOLUTIONS
03/204, SUNDAR DARSHAN CHSL, MIRA BHAYANDER, THANE - 401107
Date:- 22.06.2024
Project : Adani CIP Lounge T3 Lok
W/O No : SKPL/23-24/001793
Name of the Work : Electrical CIP Lounge T3 Lok
RA-05 MEASUREMENT SHEET OF Electrical
S. No. | Item. Code | Specification | Description | W | H | Unit | Nos | Qty.
1 |  | Electrical
1.1 |  | Wiring for primary light points for Switch controlled points with 2.5 sq. mm LSHF PVC insulated stranded /multi stranded copper conductor 1100 Volt grade wires in IS embossed 25mm dia 16 SWG GI surface /concealed conduit including cost of providing saddles hangers supports from soffit of slab etc for surface conduiting, ceiling conduiting and/or cost of cutting and filling chases for recessed conduiting, and including the cost of Supply and fixing a 6 amp 240 Volt grid plate mounted switch with moulded cover plate in zinc chromate passivated GI box and including the cost of running 2.5 sq. mm LSHF PVC insulated copper earth wire for loop earthing etc. complete as directions of Engineer-in-charge and as required.
|  | Premum Lounge |  |  |  | Nos | 5
|  | Admin Room |  |  |  | Nos | 3
|  | Kitchen |  |  |  | Nos | 3
|  | Spa Room |  |  |  | Nos | 3
|  | Electrical Room |  |  |  | Nos | 2
|  | Male Washroom |  |  |  | Nos | 3
|  | Female Washroom |  |  |  | Nos | 3
|  | Handicab Washroom |  |  |  | Nos | 2
|  | Recepsion Flote Light |  |  |  | Nos | 2
|  | Baar Area |  |  |  | Nos | 4
|  | Dining Area |  |  |  | Nos | 3
|  | Total Qty |  |  |  |  | 33
|  | WO Qty |  |  |  |  | 30 | Nos
|  | RA 08Qty |  |  |  |  | 21
|  | RA 09Qty |  |  |  |  | 9
|  | RA 09 Extra Qty |  |  |  |  | 3
1.2 |  | Wiring for primary light points for DB / Dimmer/ Sensor/ Automation controlled points with 2.5 sq mm LSHF PVC insulated stranded/multi stranded copper conductor 1100 Volt grade wires in IS embossed 25mm dia 16 SWG GI surface/concealed conduit including cost of providing saddles etc for surface conduiting and/or cost of cutting and filling chases for recessed conduiting and including the cost of running 2.5 sq mm LSHF PVC insulated copper earth wire for loop earthing etc. complete as directions of Engineer-in-charge and as required. (Cost of MCB/Switch shall be consider in this item)(Normal)
|  | Premum Lounge |  |  |  | Nos | 3
|  | Admin Room |  |  |  | Nos | 2
|  | Kitchen |  |  |  | Nos | 2
|  | Spa Room |  |  |  | Nos | 3
|  | Electrical Room |  |  |  | Nos | 2
|  | Male Washroom |  |  |  | Nos | 3
|  | Female Washroom |  |  |  | Nos | 3
|  | Handicab Washroom |  |  |  | Nos | 2
|  | Recepsion Flote Light |  |  |  | Nos | 2
|  | Baar Area |  |  |  | Nos | 5
|  | Dining Area |  |  |  | Nos | 9
|  | Total Qty |  |  |  |  | 36
|  | WO Qty |  |  |  |  | 45 | Nos
|  | RA 08Qty |  |  |  |  | 31.5
|  | RA 09Qty |  |  |  |  | 4.5
Wiring for primary light points for DB/ Dimmer/ Sensor/ Automation controlled points with 2.5 sq mm LSHF PVC insulated stranded/multi stranded copper conductor 1100 Volt grade wires in IS embossed 25mm dia 16 SWG GI surface/concealed conduit including cost of providing saddles etc for surface conduiting and/or cost of cutting and filling chases for recessed conduiting and including the cost of running 2.5 sq mm LSHF PVC insulated copper earth wire for loop earthing etc. complete as directions of Engineer-in-charge and as required. (Cost of MCB/Switch shall be consider in this item). (Emergency)
|  | Premum Lounge |  |  |  | Nos | 1
|  | Admin Room |  |  |  | Nos | 1
|  | Kitchen |  |  |  | Nos
|  | Spa Room |  |  |  | Nos | 1
|  | Electrical Room |  |  |  | Nos
|  | Male Washroom |  |  |  | Nos | 3
|  | Female Washroom |  |  |  | Nos | 3
|  | Handicab Washroom |  |  |  | Nos | 2
|  | Recepsion Flote Light |  |  |  | Nos
|  | Baar Area |  |  |  | Nos
|  | Dining Area |  |  |  | Nos
|  | Total Qty |  |  |  |  | 11
|  | WO Qty |  |  |  |  | 11 | Nos
|  | RA 08Qty |  |  |  |  | 7.7
|  | RA 09Qty |  |  |  |  | 3.3
Wiring for secondary light points with 1.5 sq. mm LSHF PVC insulated stranded/multistranded copper conductor 1100 Volt grade wires in surface/concealed in IS embossed 25mm dia 16 SWG GI conduit including cost of providing saddles hangers supports from soffit of slab etc for surface conduiting, ceiling conduiting and/or cost of cutting and filling chases for recessed conduiting including the cost of running 1.5 sq. mm LSHF PVC insulated copper earth wire for loop earthing etc. complete as directions of Engineer-in-charge and as required. (Normal)
|  | Premum Lounge Ceilling Light |  |  |  | Nos | 9
|  | Premum Lounge Lamp Light |  |  |  | Nos | 11
|  | Premum Lounge Wall Light |  |  |  | Nos | 32
|  | Admin Room Ceilling Light |  |  |  | Nos | 2
|  | Kitchen Ceiiling Light |  |  |  | Nos | 5
|  | Spa Room Ceilling Light |  |  |  | Nos | 29
|  | Electrical Room Ceilling Light |  |  |  | Nos | 2
|  | Male Washroom Ceilling Light |  |  |  | Nos | 8
|  | Female Washroom Ceilling Light |  |  |  | Nos | 6
|  | Handicab Washroom Ceilling Light |  |  |  | Nos | 2
|  | Recepsion Ceilling Light |  |  |  | Nos | 81
|  | Recepsion Wall Light |  |  |  | Nos | 13
|  | Baar Area Ceilling Light |  |  |  | Nos | 46
|  | Baar Area Wall Light |  |  |  | Nos | 32
|  | Dining Area Ceilling Light |  |  |  | Nos | 111
|  | Dining Area Wall Light |  |  |  | Nos | 16
|  | Total Qty |  |  |  |  | 396
|  | WO Qty |  |  |  |  | 352 | Nos
|  | RA 08Qty |  |  |  |  | 246.4
|  | RA 09Qty |  |  |  |  | 105.6
|  | RA 09 Extra Qty |  |  |  |  | 44
Wiring for secondary light points with 1.5 sq. mm LSHF PVC insulated stranded/multistranded copper conductor 1100 Volt grade wires in surface/concealed in IS embossed 25mm dia 16 SWG GI conduit including cost of providing saddles hangers supports from soffit of slab etc for surface conduiting, ceiling conduiting and/or cost of cutting and filling chases for recessed conduiting including the cost of running 1.5 sq. mm LSHF PVC insulated copper earth wire for loop earthing etc. complete as directions of Engineer-in-charge and as required. (Emergency)
|  | Premum Lounge Ceilling Light |  |  |  | Nos | 9
|  | Premum Lounge Lamp Light |  |  |  | Nos | 11
|  | Admin Room Ceilling Light |  |  |  | Nos | 2
|  | Kitchen Ceiiling Light |  |  |  | Nos | 2
|  | Spa Room Ceilling Light |  |  |  | Nos | 2
|  | Electrical Room Ceilling Light |  |  |  | Nos | 1
|  | Male Washroom Ceilling Light |  |  |  | Nos | 6
|  | Female Washroom Ceilling Light |  |  |  | Nos | 3
|  | Handicab Washroom Ceilling Light |  |  |  | Nos | 1
|  | Recepsion Light Ceilling Light |  |  |  | Nos | 10
|  | Baar Area Ceilling Light |  |  |  | Nos | 10
|  | Dining Area Ceilling Light |  |  |  | Nos | 15
|  | Total Qty |  |  |  |  | 63
|  | WO Qty |  |  |  |  | 46 | Nos
|  | RA 08Qty |  |  |  |  | 32.2
|  | RA 09Qty |  |  |  |  | 13.8
|  | RA 09 Extra Qty |  |  |  |  | 17
Wiring for 240 volt 6 amp Multistandard single phase and neutral switch socket outlet with 4 sq. mm LSHF PVC insulated stranded/multi stranded copper conductor 1100 Volt grade wires in IS embossed 25mm dia 16 SWG GI surface/concealed conduit including cost of providing circuit wiring with 2.5 sq mm LSHF PVC insulated stranded/ multistranded copper conductor 1100 volt grade wires and including the cost of providing saddles etc as required for surface conduiting and/or cost of cutting and filling chases as required and Supply and fixing of a 240 volt 6 amp Multistandard socket outlet with safety shutters and 6 amp 240 volt single pole grid plate mounted switch with moulded cover plate in recessed zinc chromate passivated GI box and including earthing of the 3rd pin with 2.5 sq. mm LSHF PVC insulated copper earth wire conductor wires complete as directions of Engineer-in- charge and as required.
|  | Dinning Area Serwari Counter Wall Box |  |  |  | Nos | 11
|  | Total Qty |  |  |  |  | 11
|  | WO Qty |  |  |  |  | 11 | Nos
|  | RA 08Qty |  |  |  |  | 7.7
|  | RA 09Qty |  |  |  |  | 3.3
Wiring as in Item 1.6 above looped from an adjacent switch socket outlet as required and Supply and fixing of a combined 240 volt 6 amp Multistandard socket outlet with safety shutters and 6 amp 240 volt single pole grid plate mounted switch with moulded cover plate in recessed zinc chromate passivated GI box and including earthing of the 3rd pin with 2.5 sq. mm LSHF PVC insulated copper earth wire conductor wires complete as directions of Engineer-in-charge and as required.
|  | Dinning Area Serwari Counter Wall Box |  |  |  | Nos | 9
|  | Dinning Area Floor Box |  |  |  | Nos | 13
|  | Admin Area Floor Box |  |  |  | Nos | 1
|  | Recepsion Floor Box |  |  |  | Nos | 1
|  | Baar Area Floor Box |  |  |  | Nos | 2
|  | Baar Couter |  |  |  | Nos | 2
|  | Premum Lounge Wall Box |  |  |  | Nos | 11
|  | Total Qty |  |  |  |  | 39
|  | WO Qty |  |  |  |  | 28 | Nos
|  | RA 08Qty |  |  |  |  | 19.6
|  | RA 09Qty |  |  |  |  | 8.4
|  | RA 09 Extra Qty |  |  |  |  | 11
Wiring for a multi-pin 240 volt 6-16 amp single phase and neutral universal switch socket outlet with 4.0 sq. mm LSHF PVC insulated stranded copper conductor 1100 Volt grade wires in 25 mm dia GI surface/concealed conduit including the cost of providing circuit wiring with 4.0 sq mm LSHF PVC insulated stranded copper conductor 1100 volt grade wires and including cost of providing brackets, saddles etc as required for surface conduiting and/or cost of cutting and filling chases as required and providing and fixing of a combined multi-pin 240 volt 6-16 amp universal socket outlet with safety shutters and 16 amp 240 volt single pole grid plate mounted switch with moulded cover plate in recessed galvanized box and including earthing of the 3rd pin with 4.0 sq mm 1100 volt grade LSHF PVC insulated stranded copper conductor wires complete as directions of Engineer-in-charge and as required.
|  | Dinning Area Floor Box |  |  |  | Nos | 43
|  | Baar Area Floor Box |  |  |  | Nos | 4
|  | Dinning Area Wall |  |  |  | Nos | 14
|  | Admin Area Wall |  |  |  | Nos | 1
|  | Recepsion Wall |  |  |  | Nos | 2
|  | Baar Area Wall |  |  |  | Nos | 11
|  | Premum Lounge Wall |  |  |  | Nos | 8
|  | Premum Lounge Floor Box |  |  |  | Nos | 7
|  | Spa Room Wall Box |  |  |  | Nos | 4
|  | Signage Point |  |  |  | Nos | 1
|  | Roller Binder |  |  |  | Nos | 4
|  | Gizer |  |  |  | Nos | 1
|  | RO |  |  |  | Nos | 1
|  | Total Qty |  |  |  |  | 101
|  | WO Qty |  |  |  |  | 46 | Nos
|  | RA 08Qty |  |  |  |  | 32.2
|  | RA 09Qty |  |  |  |  | 13.8
|  | RA 09 Extra Qty |  |  |  |  | 55
Wiring as in Item 1.8 above looped from an adjacent switch socket outlet as per specifications and directions of Engineer-in-charge and providing and fixing of a modular type multi-pin 240 Volt 6-16 amp shuttered socket outlet and a modular type 16 amp 240 Volt single pole switch in a recessed galvanized boxes with internal wiring and moulded front plates complete as directions of Engineer-in-charge and as required.
|  | Primum Loune Table |  |  |  | Nos | 22
|  | Dinning Area Teble |  |  |  | Nos | 13
|  | Premum Lounge Floor Box |  |  |  | Nos | 7
|  | Gizer |  |  |  | Nos | 2
|  | Total Qty |  |  |  |  | 44
|  | WO Qty |  |  |  |  | 21 | Nos
|  | RA 08Qty |  |  |  |  | 14.7
|  | RA 09Qty |  |  |  |  | 6.3
|  | RA 09 Extra Qty |  |  |  |  | 23
Supply , Installation, Testing and comissioning of Pop-up Boxes with all standard accessories consisting of following: a) 3 nos 6 amp socket with 1 no. 16A Switch b) 2 nos Data outlets which includes of Data wiring and terminations. Wiring for socket outlet with 4.0 sq. mm LSHF PVC insulated stranded copper conductor 1100 Volt grade wires in 25 mm dia GI surface/concealed Conduit / Raceways including the cost of providing circuit wiring with 4.0 sq mm LSHF PVC insulated stranded copper conductor 1100 volt grade wires and including cost of providing brackets, saddles etc as required for surface conduiting and/or cost of cutting and filling chases as required and providing and fixing of a pop up Box on Table/furniture/wall complete as directions of Engineer-in-charge and as required. - Workstations.
|  | Recepsion Table |  |  |  | Nos | 2
|  | Admin Room |  |  |  | Nos | 1
|  | Total Qty |  |  |  |  | 3
|  | WO Qty |  |  |  |  | 3 | Nos
|  | RA 08Qty |  |  |  |  | 2.1
|  | RA 09Qty |  |  |  |  | 0.9
Supply , Installation, Testing and comissioning of Switch socket on furniture with all standard accessories consisting of following: a) 2 nos 6 amp socket with 1 no. 10A Switch b) 2 nos Data outlets which includes of Data wiring and terminations. Wiring for socket outlet with 2.5 sq. mm LSHF PVC insulated stranded copper conductor 1100 Volt grade wires in 25 mm dia GI surface/concealed Conduit / Raceways including the cost of providing circuit wiring with 2.5 sq mm LSHF PVC insulated stranded copper conductor 1100 volt grade wires and including cost of providing brackets, saddles etc as required for surface conduiting and/or cost of cutting and filling chases as required and providing and fixing of a Box set on furniture/wall complete as directions of Engineer-in-charge and as required. - Dinning Area.
|  | Dinning Room Table |  |  |  | Nos | 11
|  | Total Qty |  |  |  |  | 11
|  | WO Qty |  |  |  |  | 7 | Nos
|  | RA 08Qty |  |  |  |  | 4.9
|  | RA 09Qty |  |  |  |  | 2.1
|  | RA 09 Extra Qty |  |  |  |  | 4
Supply , Installation, Testing and comissioning of Switch socket on furniture with all standard accessories consisting of following: a) 2 nos 6 amp socket with 1 no. 10A Switch b) 1 nos Data outlets which includes of Data wiring and terminations. Wiring for socket outlet with 2.5 sq. mm LSHF PVC insulated stranded copper conductor 1100 Volt grade wires in 25 mm dia GI surface/concealed Conduit / Raceways including the cost of providing circuit wiring with 2.5 sq mm LSHF PVC insulated stranded copper conductor 1100 volt grade wires and including cost of providing brackets, saddles etc as required for surface conduiting and/or cost of cutting and filling chases as required and providing and fixing of a Box set on furniture/wall complete as directions of Engineer-in-charge and as required. - Premium Lounge & BAR Area.
|  | Primum Lounge Table |  |  |  | Nos | 25
|  | Baar Area Table |  |  |  | Nos | 4
|  | Total Qty |  |  |  |  | 29
|  | WO Qty |  |  |  |  | 17 | Nos
|  | RA 08Qty |  |  |  |  | 11.9
|  | RA 09Qty |  |  |  |  | 5.1
|  | RA 09 Extra Qty |  |  |  |  | 12
Wiring for 6 pin 240 volt 16 amp single phase and neutral Universal switch socket outlets with 4.0 sq. mm LSHF PVC insulated stranded/multi stranded copper conductor 1100 volt grade wires in IS embossed 25mm dia 16 SWG GI surface/concealed conduit including cost of providing saddles etc as required for surface conduiting and/or cost of cutting and filling chases as required and including Supply and fixing of a 240 volt 16 amp socket outlet with safety shutters and 16 amp 240 volt single pole grid plate mounted switch with moulded cover plate in a recessed zinc chromate passivated GI box including earthing of the 3rd pin with 4.0 sq. mm 1100 volt grade LSHF PVC insulated stranded copper earth wire complete as directions of Engineer-in-charge and as required.
|  | Premum Lounge |  |  |  | Nos | 3
|  | Baar Area |  |  |  | Nos | 5
|  | Spa Room |  |  |  | Nos | 3
|  | Kitchen Area |  |  |  | Nos | 5
|  | Dinning Area |  |  |  | Nos | 7
|  | Recepsion Area |  |  |  | Nos | 1
|  | Roller Binder |  |  |  | Nos | 0
|  | Handycap |  |  |  | Nos | 1
|  | Total Qty |  |  |  |  | 25
|  | WO Qty |  |  |  |  | 14 | Nos
|  | RA 08Qty |  |  |  |  | 9.8
|  | RA 09Qty |  |  |  |  | 4.2
|  | RA 09 Extra Qty |  |  |  |  | 11
Wiring as in Item 1.13 above looped from an adjacent switch socket outlet as per specifications and directions of Engineer-in-charge and providing and fixing of a modular type multi-pin 240 Volt 6-16 amp shuttered socket outlet and a modular type 16 amp 240 Volt single pole switch in a recessed galvanized boxes with internal wiring and moulded front plates complete as directions of Engineer-in-charge and as required.
|  | Premum Lounge |  |  |  | Nos | 7
|  | Baar Area |  |  |  | Nos | 5
|  | Spa Room |  |  |  | Nos | 3
|  | Kitchen Area |  |  |  | Nos | 3
|  | Dinning Area |  |  |  | Nos | 8
|  | Recepsion Area |  |  |  | Nos | 2
|  | Roller Binder |  |  |  | Nos | 1
|  | Handycap |  |  |  | Nos | 1
|  | Total Qty |  |  |  |  | 30
|  | WO Qty |  |  |  |  | 13 | Nos
|  | RA 08Qty |  |  |  |  | 9.1
|  | RA 09Qty |  |  |  |  | 3.9
|  | RA 09 Extra Qty |  |  |  |  | 17
Wiring for 6 pin 240 volt 25 amp single phase and neutral switch socket outlets with
4.0 sq. mm LSHF PVC insulated stranded/multi stranded copper conductor 1100 volt grade wires in IS embossed 25mm dia 16 SWG GI surface/concealed conduit including cost of providing saddles etc as required for surface conduiting and/or cost of cutting and filling chases as required and including Supply and fixing of a 240 volt 16 amp socket outlet with safety shutters and 25 amp 240 volt single pole grid plate mounted switch with moulded cover plate in a recessed zinc chromate passivated GI box including earthing of the 3rd pin with 4.0 sq. mm 1100 volt grade LSHF PVC insulated stranded copper earth wire complete as directions of Engineer-in-charge and as required.
[6 empty] | Nos | 1
Kitchen
|  | Total Qty |  |  |  |  | 1
|  | WO Qty |  |  |  |  | 1 | Nos
|  | RA 08Qty |  |  |  |  | 0.7
|  | RA 09Qty |  |  |  |  | 0.3
Supplying, fixing, testing & commissioning of 32 A, 240 V, SPN metal clad Industrial type socket outlet (IP‐65), with 2 pole and earth, plug top along with 32 A, “C” curve, SP, MCB, in Polycarbonate enclosure, on surface or in recess, with cover for the socket out let and complete with connections, testing and commissioning etc. as required.
|  | Kitchen |  |  |  | Nos | 9
|  | Total Qty |  |  |  |  | 9
|  | WO Qty |  |  |  |  | 12 | Nos
|  | RA 08Qty |  |  |  |  | 8.9
|  | RA 09Qty |  |  |  |  | 0.1
Supplying fixing, testing & commissioning of 32 A, 415 V, TPN Industrial type socket outlet (IP‐65), with 4 pole and earth, plug top along with 32 A, “C” curve, TP MCB, in polycarbonate enclosure, on surface or in recess, with cover for the socket out let and complete with connections, testing and commissioning etc. as required.
|  | Kitchen |  |  |  | Nos | 3
|  | Total Qty |  |  |  |  | 3
|  | WO Qty |  |  |  |  | 3 | Nos
|  | RA 08Qty |  |  |  |  | 2.1
|  | RA 09Qty |  |  |  |  | 0.9
Supplying fixing, testing & commissioning of 32 A, 415 V, TPN 5 pole Industrial type socket outlet (IP‐65), with 4 pole and earth, plug top along with 32 A, “C” curve, MCB, in polycarbonate enclosure, on surface or in recess, with cover for the socket out let and complete with connections, testing and commissioning etc. as required.
|  | RO |  |  |  | Nos | 1
|  | Total Qty |  |  |  |  | 1
|  | WO Qty |  |  |  |  | 1 | Nos
|  | RA 08Qty |  |  |  |  | 0.7
|  | RA 09Qty |  |  |  |  | 0.3
Providing and fixing of a Data outlet plate mounted outlet unit (RJ-45) with moulded cover plate in recessed zinc chromate passivated GI box complete as directions of Engineer-in-charge and as required for Data system.
|  | Recepsion |  |  |  | Nos | 4
|  | Premum Lounge |  |  |  | Nos | 6
10
|  | Total Qty |  |  |  |  | 10
|  | WO Qty |  |  |  |  | 8 | Nos
|  | RA 08Qty |  |  |  |  | 5.6
|  | RA 09Qty |  |  |  |  | 2.4
|  | RA 09 Extra Qty |  |  |  |  | 2
Supplying, laying, testing and commissioning of 4-pair Non-plenum Enhanced Cat 6 unshielded twisted pair computer cable with 24 AWG solid copper conductors in surface/concealed conduit/raceways/modular furniture , complete as directions of Engineer-in-charge and as required.
|  | Electric Room To Baar Area Floor | Rmt | 40 |  | 4 | 160
|  | Electric Room To Baar Area Wall | Rmt | 40 |  | 4 | 160
|  | Electric Room To Dinning Area Floor | Rmt | 25 |  | 13 | 325
|  | Electric Room To Dinning Area Wall | Rmt | 25 |  | 4 | 100
|  | Electric Room To Premium Lounge Floor | Rmt | 42.5 |  | 11 | 467.5
|  | Electric Room To Premium Lounge Wall | Rmt | 42.5 |  | 3 | 127.5
|  | Electric Room To Recepsion Floor | Rmt | 36.5 |  | 4 | 146
|  | Electric Room To Recepsion Wall | Rmt | 36.5 |  | 2 | 73
|  | Electric Room To Admin Wall | Rmt | 36.5 |  | 3 | 109.5
|  | Electric Room To Spa Wall | Rmt | 25 |  | 1 | 25
1693.5
|  | Total Qty |  |  |  |  | 1693.5
|  | WO Qty |  |  |  |  | 320 | Rmt
|  | RA 08Qty |  |  |  |  | 320
|  | RA 09Qty |  |  |  |  | 0
|  | RA 09 Extra Qty |  |  |  |  | 1373.5
Supplying, Installation, testing and commissioning of 12U Networking Rack with PDU, switches, jack, patch cords, Ios, and all other accessories complete as required for Server, router & network video recorder.
|  | Electric Room |  |  |  | Nos | 2
|  | Total Qty |  |  |  |  | 2
|  | WO Qty |  |  |  |  | 1 | Nos
|  | RA 08Qty |  |  |  |  | 0.7
|  | RA 09Qty |  |  |  |  | 0.3
|  | RA 09 Extra Qty |  |  |  |  | 1.3
Supplying, Installation, testing and commissioning of Occupancy Sensor for light control with all accessories and complete as directions of Engineer-in-charge and as required.
|  | Premum Lounge |  |  |  | Nos | 0
|  | Spa Room |  |  |  | Nos | 0
|  | Kitchen Area |  |  |  | Nos | 0
|  | Dinning Area |  |  |  |  | 0
|  | Male Washroom |  |  |  | Nos | 0
|  | Female Washroom |  |  |  | Nos | 0
|  | Handycap Washroom |  |  |  | Nos | 0
|  | Total Qty |  |  |  |  | 0
|  | WO Qty |  |  |  |  | 11 | Nos
RA 08Qty
RA 09Qty
Supplying and drawing wiring with single core stranded copper conductor PVC insulated 1100 volt grade LSHF PVC insulated wires in surface/recessed steel conduit systems including the cost of running copper conductor LSHF PVC insulated loop earthing wire complete as directions of Engineer-in-charge and as required as below.
2 x 2.5 sq mm with 1 x 2.5 sq mm earth wire
|  | Admin Room To Premium Lounge | Rmt | 13 |  | 3 | 39
|  | Admin Room To Baar Area | Rmt | 14 |  | 5 | 70
|  | Admin Room To Dinning Area | Rmt | 15 |  | 8 | 120
|  | Admin Room Room To Recepsion | Rmt | 10 |  | 8 | 80
|  | Admin Room To Admin Room | Rmt | 5 |  | 2 | 10
|  | Electric Room To Spa | Rmt | 14.5 |  | 2 | 29
|  | Admin Room To Male Washroom | Rmt | 26 |  | 2 | 52
|  | Admin Room To Fmale Washroom | Rmt | 26 |  | 2 | 52
|  | Admin Room To Handycap Washroom | Rmt | 30 |  | 1 | 30
|  | Admin Room To Kitchen | Rmt | 23 |  | 2 | 46
528
|  | Total Qty |  |  |  |  | 528
|  | WO Qty |  |  |  |  | 90 | Rmt
|  | RA 08Qty |  |  |  |  | 63
|  | RA 09Qty |  |  |  |  | 27
|  | RA 09 Extra Qty |  |  |  |  | 438
Supplying and drawing wiring with single core stranded copper conductor PVC insulated 1100 volt grade LSHF PVC insulated wires in surface/recessed steel conduit systems including the cost of running copper conductor LSHF PVC insulated loop earthing wire complete as directions of Engineer-in-charge and as required as below.
2 x 4 sq mm with 1 x 4.0 sq mm earth wire
|  | Admin Room To Premium Lounge Wall | Rmt | 13.93 |  | 7 | 97.51
|  | Admin Room To Premium Lounge Floor | Rmt | 14 |  | 7 | 98
|  | Admin Room To Baar Area | Rmt | 13.5 |  | 7 | 94.5
|  | Admin Room To Dinning Area | Rmt | 15 |  | 8 | 120
|  | Admin Room Room To Recepsion | Rmt | 14.4 |  | 5 | 72
|  | Admin Room To Admin Room | Rmt | 6 |  | 3 | 18
|  | Electric Room To Spa | Rmt | 10.5 |  | 4 | 42
|  | Admin Room To Male Washroom | Rmt | 18.3 |  | 3 | 54.9
|  | Admin Room To Fmale Washroom | Rmt | 24 |  | 2 | 48
|  | Admin Room To Handycap Washroom | Rmt | 27 |  | 2 | 54
|  | Admin Room To Washroom Passage | Rmt | 26 |  | 2 | 52
750.91
|  | Total Qty |  |  |  |  | 750.91
|  | WO Qty |  |  |  |  | 330 | Rmt
|  | RA 08Qty |  |  |  |  | 231.7
|  | RA 09Qty |  |  |  |  | 98.3
|  | RA 09 Extra Qty |  |  |  |  | 420.91
Supplying and drawing wiring with single core stranded copper conductor PVC insulated 1100 volt grade LSHF PVC insulated wires in surface/recessed steel conduit systems including the cost of running copper conductor LSHF PVC insulated loop earthing wire complete as directions of Engineer-in-charge and as required as below.
2 x 6 sq mm with 1 x 6.0 sq mm earth wire
|  | Kitchen Room To Kitchen | Rmt | 11.65 |  | 6 | 69.9
69.9
|  | Total Qty |  |  |  |  | 69.9
|  | WO Qty |  |  |  |  | 90 | Rmt
|  | RA 08Qty |  |  |  |  | 63
|  | RA 09Qty |  |  |  |  | 6.9
Supplying and drawing wiring with single core stranded copper conductor PVC insulated 1100 volt grade LSHF PVC insulated wires in surface/recessed steel conduit systems including the cost of running copper conductor LSHF PVC insulated loop earthing wire complete as directions of Engineer-in-charge and as required as below.
4 x 4 sq mm with 2 x 4.0 sq mm earth wire
|  | Kitchen Room To Sarvary Back Counter | Rmt | 17.6 |  | 17 | 299.2
299.2
|  | Total Qty |  |  |  |  | 299.2
|  | WO Qty |  |  |  |  | 90 | Rmt
|  | RA 08Qty |  |  |  |  | 63
|  | RA 09Qty |  |  |  |  | 27
|  | RA 09 Extra Qty |  |  |  |  | 209.2
Supplying and drawing wiring with single core stranded copper conductor PVC insulated 1100 volt grade LSHF PVC insulated wires in surface/recessed steel conduit systems including the cost of running copper conductor LSHF PVC insulated loop earthing wire complete as directions of Engineer-in-charge and as required as below.
4 x 6 sq mm with 2 x 6.0 sq mm earth wire
|  | Kitchen Passage To Kitchen DB Erthing | Rmt | 5.5 |  | 2 | 11
11
|  | Total Qty |  |  |  |  | 11
|  | WO Qty |  |  |  |  | 50 | Rmt
|  | RA 08Qty |  |  |  |  | 35
|  | RA 09Qty |  |  |  |  | -24
Supplying and drawing recessed/surface IS embossed GI conduiting system including cost of providing saddles etc for surface/recess conduiting and/or cost of cutting and filling chases for recessed conduiting complete as directions of Engineer- in-charge and as required as below.
20 mm
|  | Kitchen To Sarvari Back Wall | Rmt | 8 |  | 10 | 80
80
|  | Total Qty |  |  |  |  | 80
|  | WO Qty |  |  |  |  | 110 | Rmt
|  | RA 08Qty |  |  |  |  | 77
|  | RA 09Qty |  |  |  |  | 3
Supplying and drawing recessed/surface IS embossed GI conduiting system including cost of providing saddles etc for surface/recess conduiting and/or cost of cutting and filling chases for recessed conduiting complete as directions of Engineer- in-charge and as required as below.
25 mm
|  | Kitchen To Sarvari Back Wall | Rmt | 13 |  | 14 | 182
182
|  | Total Qty |  |  |  |  | 182
|  | WO Qty |  |  |  |  | 200 | Rmt
|  | RA 08Qty |  |  |  |  | 140
|  | RA 09Qty |  |  |  |  | 42
Supplying and drawing recessed/surface IS embossed GI conduiting system including cost of providing saddles etc for surface/recess conduiting and/or cost of cutting and filling chases for recessed conduiting complete as directions of Engineer- in-charge and as required as below.
32 mm
|  | Admin Room To Ceilling Wall | Rmt | 7 |  | 12 | 84
84
|  | Total Qty |  |  |  |  | 84
|  | WO Qty |  |  |  |  | 110 | Rmt
|  | RA 08Qty |  |  |  |  | 77
|  | RA 09Qty |  |  |  |  | 7
Supplying and drawing recessed/surface IS embossed GI conduiting system including cost of providing saddles etc for surface/recess conduiting and/or cost of cutting and filling chases for recessed conduiting complete as directions of Engineer- in-charge and as required as below.
40 mm
|  | Electric Room To Ceilling Wall | Rmt | 7 |  | 14 | 98
98
|  | Total Qty |  |  |  |  | 98
|  | WO Qty |  |  |  |  | 110 | Rmt
|  | RA 08Qty |  |  |  |  | 77
|  | RA 09Qty |  |  |  |  | 21
Supplying and drawing recessed/surface medium class PVC conduit including cost of providing saddles etc accessories for surface/recess conduiting and/or cost of cutting and filling chases for recessed conduiting complete as directions of Engineer- in-charge and as required as below.
20 mm
|  | For Data | Rmt | 20 |  | 1 | 20
|  | Total Qty |  |  |  |  | 20
|  | WO Qty |  |  |  |  | 30 | Rmt
|  | RA 08Qty |  |  |  |  | 21
|  | RA 09Qty |  |  |  |  | -1
Supply and fixing GI flexible conduit including all fittings complete as required as below.
20 mm
|  | Ceilling | Rmt | 1.5 |  | 165 | 247.5
|  | Total Qty |  |  |  |  | 247.5
|  | WO Qty |  |  |  |  | 265 | Rmt
|  | RA 08Qty |  |  |  |  | 185.5
|  | RA 09Qty |  |  |  |  | 62
Supply and fixing GI flexible conduit including all fittings complete as required as below.
25 mm
|  | Ceilling | Rmt | 1.5 |  | 50 | 75
|  | Total Qty |  |  |  |  | 75
|  | WO Qty |  |  |  |  | 95 | Rmt
|  | RA 08Qty |  |  |  |  | 66.5
|  | RA 09Qty |  |  |  |  | 8.5
Supply and laying cables on Tray / clamped to wall with suitable clamps saddles and fixing bolts/ in ground including the cost of digging and back filling with sand and brick protection as required and including testing and commissioning of the following 1100 volt grade armoured XLPE insulated and PVC sheathed copper conductor cable complete as required. The costs shall include for all cables to be provided with a 1D gap and shall be properly clamped with cable clamps and ties. Identification tags shall be provided for all cables and route markers for cables in ground.
3 -1/2 core 70 Sq mm AL. XLPE AR. Cable
|  | LT Pannel | Rmt | 8 |  | 1 | 8
|  | LT Pannel To Kitchen DB | Rmt | 15 |  | 1 | 15
|  | LT Pannel To Kitchen Passage DB | Rmt | 15 |  | 1 | 15
|  | Total Qty |  |  |  |  | 38
|  | WO Qty |  |  |  |  | 50 | Rmt
|  | RA 08Qty |  |  |  |  | 35
|  | RA 09Qty |  |  |  |  | 3
Supply and laying cables on Tray / clamped to wall with suitable clamps saddles and fixing bolts/ in ground including the cost of digging and back filling with sand and brick protection as required and including testing and commissioning of the following 1100 volt grade armoured XLPE insulated and PVC sheathed copper conductor cable complete as required. The costs shall include for all cables to be provided with a 1D gap and shall be properly clamped with cable clamps and ties. Identification tags shall be provided for all cables and route markers for cables in ground.
4 core 16 Sq mm CU. XLPE AR. Cable
|  | LT Pannel To Admin Room | Rmt | 26 |  | 2 | 52
|  | Total Qty |  |  |  |  | 52
|  | WO Qty |  |  |  |  | 30 | Rmt
|  | RA 08Qty |  |  |  |  | 35
|  | RA 09Qty |  |  |  |  | -5
|  | RA 09 Extra Qty |  |  |  |  | 22
Supply and laying cables on Tray / clamped to wall with suitable clamps saddles and fixing bolts/ in ground including the cost of digging and back filling with sand and brick protection as required and including testing and commissioning of the following 1100 volt grade armoured XLPE insulated and PVC sheathed copper conductor cable complete as required. The costs shall include for all cables to be provided with a 1D gap and shall be properly clamped with cable clamps and ties. Identification tags shall be provided for all cables and route markers for cables in ground.
4 core 4 Sq mm CU. XLPE AR. Cable
|  | LT Pannel To Admin Room | Rmt | 26 |  | 1 | 26
|  | LT Pannel To UPS Input | Rmt | 6 |  | 1 | 6
|  | LT Pannel To AHU | Rmt | 36 |  | 1 | 36
|  | Total Qty |  |  |  |  | 68
|  | WO Qty |  |  |  |  | 160 | Rmt
|  | RA 08Qty |  |  |  |  | 120
|  | RA 09Qty |  |  |  |  | -52
Cable end termination of the following XLPE insulated and PVC sheathed Aluminium conductor cable 1100 Volt grade including cost of crimping heavy duty aluminium lugs, nickel plated brass double compression glands, insulation tape and all requisite material for completion of termination complete as required and as below.
3 -1/2 core 70 Sq mm AL. XLPE AR. Cable
|  | LT Pannel | Nos |  |  | 6 | 6
|  | Total Qty |  |  |  |  | 6
|  | WO Qty |  |  |  |  | 4 | Nos
|  | RA 08Qty |  |  |  |  | 2.8
|  | RA 09Qty |  |  |  |  | 1.2
|  | RA 09 Extra Qty |  |  |  |  | 2
Cable end termination of the following XLPE insulated and PVC sheathed Aluminium conductor cable 1100 Volt grade including cost of crimping heavy duty aluminium lugs, nickel plated brass double compression glands, insulation tape and all requisite material for completion of termination complete as required and as below.
4 core 16 Sq mm CU. XLPE AR. Cable
|  | LT Pannel | Nos |  |  | 8 | 8
|  | Total Qty |  |  |  |  | 8
|  | WO Qty |  |  |  |  | 2 | Nos
|  | RA 08Qty |  |  |  |  | 1.4
|  | RA 09Qty |  |  |  |  | 0.6
|  | RA 09 Extra Qty |  |  |  |  | 6
Cable end termination of the following XLPE insulated and PVC sheathed Aluminium conductor cable 1100 Volt grade including cost of crimping heavy duty aluminium lugs, nickel plated brass double compression glands, insulation tape and all requisite material for completion of termination complete as required and as below.
4 core 4 Sq mm CU. XLPE AR. Cable
|  | LT Pannel | Nos |  |  | 8 | 8
|  | Total Qty |  |  |  |  | 8
|  | WO Qty |  |  |  |  | 20 | Nos
|  | RA 08Qty |  |  |  |  | 14
|  | RA 09Qty |  |  |  |  | -6
14 WAY SPN DB Incoming: 1-25 amp DP 10 kA MCB, B curve with thermal magnetic protective releases incoming with 1nos. 25 amp DP 30 mA RCCB in each phase Outgoings: 14 nos 6/10 amps SP 10 kA MCB, B curve with thermal magnetic protective releases out goings. For FLDB
|  | Electrical Room | Nos |  |  | 1 | 1
|  | Total Qty |  |  |  |  | 1
|  | WO Qty |  |  |  |  | 1 | Nos
|  | RA 08Qty |  |  |  |  | 0.7
|  | RA 09Qty |  |  |  |  | 0.3
12 WAY TPN DB-1 Incoming: 1-63 amp FP 10 kA MCB, C curve with thermal magnetic protective releases incoming with 1nos. 63 amp DP 30 mA RCCB in each phase Outgoings: 36 nos 16/20/25/32 amps SP 10 kA MCB, C curve with thermal magnetic protective releases out goings. For PDB
|  | Admin Room | Nos |  |  | 1 | 1
|  | Total Qty |  |  |  |  | 1
|  | WO Qty |  |  |  |  | 1 | Nos
|  | RA 08Qty |  |  |  |  | 0.7
|  | RA 09Qty |  |  |  |  | 0.3
12 WAY TPN DB-2 Incoming: 1-32 amp FP 10 kA MCB, B curve with thermal magnetic protective releases incoming with 1nos. 32 amp DP 30 mA RCCB in each phase Outgoings: 36 nos 10 amps SP 10 kA MCB, B curve with thermal magnetic protective releases out goings. For LDB
|  | Admin Room | Nos |  |  | 1 | 1
|  | Total Qty |  |  |  |  | 1
|  | WO Qty |  |  |  |  | 1 | Nos
|  | RA 08Qty |  |  |  |  | 0.7
|  | RA 09Qty |  |  |  |  | 0.3
10 WAY TPN DB Supplying & fixing of following double door Emergency Lighting DB's enclosures, with minimum IP 55, UV resistant as per IEC 61439,flame retardant, self extinguishing material for outdoor / harsh environment like resistant to weather influences (humidity, temperature, water sprays). The DB shall include all accessories i.e. earth bar, din bar, neutral bar, tinned copper bus bars, earthing terminal, power painting & cable end box etc. as required. Incoming: 1-32 amp FP 10 kA MCB, C curve with thermal magnetic protective releases Outgoings: 30 nos 10/16/20 amps SP 10 kA MCB, C curve with thermal magnetic protective releases out goings. For EDB (10A MCBs shall be for lighting circuits only)
|  | Admin Room | Nos |  |  | 1 | 1
|  | Total Qty |  |  |  |  | 1
|  | WO Qty |  |  |  |  | 1 | Nos
|  | RA 08Qty |  |  |  |  | 0.7
|  | RA 09Qty |  |  |  |  | 0.3
12 WAY VTPN DB INCOMER 1 No. 160A 4 pole MCCB (16 KA) with over load, short circcuit & earth fault protection OUTGOINGS 36 nos. of 20/25/32A modules for SP/TP MCB's, C curve (10KA) as required (Refer DB schedule). DB as described above For KTB-1
|  | Kitchen Passage | Nos |  |  | 1 | 1
|  | Total Qty |  |  |  |  | 1
|  | WO Qty |  |  |  |  | 1 | Nos
|  | RA 08Qty |  |  |  |  | 0.7
|  | RA 09Qty |  |  |  |  | 0.3
12 WAY VTPN DB INCOMER 1 No. 160A 4 pole MCCB (16 KA) with over load, short circcuit & earth fault protection OUTGOINGS 36 nos. of 20/25/32A modules for SP/TP MCB's, C curve (10KA) as required (Refer DB schedule). DB as described above For KTB-1
|  | Kitchen | Nos |  |  | 1 | 1
|  | Total Qty |  |  |  |  | 1
|  | WO Qty |  |  |  |  | 1 | Nos
|  | RA 08Qty |  |  |  |  | 0.7
|  | RA 09Qty |  |  |  |  | 0.3
Electrical LT Panel- IN Electrical Room (Floor Mounted)
|  | Electrical Room | Nos |  |  | 1 | 1
|  | Total Qty |  |  |  |  | 1
|  | WO Qty |  |  |  |  | 1 | Nos
|  | RA 08Qty |  |  |  |  | 0.7
|  | RA 09Qty |  |  |  |  | 0.3
Supply, installation, testing and commissioning of 8kVA UPS system comprising of online units with a battery backup of 30 minutes duration for full load and with all standards fittings, accessories, protection, instruments, indications and controls including but not restricted to transformer, rectifier, inverter, SMF battery with float cum boost battery charger, static bypass switch, maintenance bypass, interconnections etc. The UPS shall be suitble for three phase 415V Input with variation of + 15% and give constant output supply of 415V + 2%.
|  | Electrical Room | Nos |  |  | 1 | 1
|  | Total Qty |  |  |  |  | 1
|  | WO Qty |  |  |  |  | 1 | Nos
|  | RA 08Qty |  |  |  |  | 0.7
|  | RA 09Qty |  |  |  |  | 0.3
Supplying and laying of the following earthing strip on cable tray/ wall clamped to wall with suitable clamps saddles and fixing bolts/soldering as required and complete as required to comply with IS 3043:1987. All joints shall be timed. The body earthing of UPS and Panel shall be looped from the existing earthing system.
25 mm x 3 mm GI strip
|  | Electrical Room To Admin Room | Rmt |  | 26 | 1 | 26
|  | Electrical Room To Kitchen | Rmt |  | 13 | 1 | 13
|  | Total Qty |  |  |  |  | 39
|  | WO Qty |  |  |  |  | 50 | Nos
|  | RA 08Qty |  |  |  |  | 35
|  | RA 09Qty |  |  |  |  | 4
Supplying and laying of the following earthing strip on cable tray/ wall clamped to wall with suitable clamps saddles and fixing bolts/soldering as required and complete as required to comply with IS 3043:1987. All joints shall be timed. The body earthing of UPS and Panel shall be looped from the existing earthing system.
25 mm x 3 mm Copper strip for UPS
|  | UPS | Rmt |  | 8 | 1 | 8
|  | Total Qty |  |  |  |  | 8
|  | WO Qty |  |  |  |  | 20 | Nos
|  | RA 08Qty |  |  |  |  | 14
|  | RA 09Qty |  |  |  |  | -6
Supplying and laying of the following earthing strip on cable tray/ wall clamped to wall with suitable clamps saddles and fixing bolts/soldering as required and complete as required to comply with IS 3043:1987. All joints shall be timed. The body earthing of UPS and Panel shall be looped from the existing earthing system.
4 sq.mm dia copper wire
|  | All DB Looping | Rmt |  | 100 | 1 | 100
|  | Total Qty |  |  |  |  | 100
|  | WO Qty |  |  |  |  | 100 | Nos
|  | RA 08Qty |  |  |  |  | 70
|  | RA 09Qty |  |  |  |  | 30
Supplying and fixing of 40A 4P, 415V Isolator in sheet steel enclosure with, connection, testing & commissioning as required.
4 sq.mm dia copper wire
|  | DB Pannel | Nos |  | 1 | 1 | 1
|  | Total Qty |  |  |  |  | 1
|  | WO Qty |  |  |  |  | 1 | Nos
|  | RA 08Qty |  |  |  |  | 0.7
|  | RA 09Qty |  |  |  |  | 0.3
Supply, installation, testing and commissioning of recess/ surface mounting 3W CEILING SPEAKER ,metal grille, dia 150mm and Spring clamps suitable for broadcast of speech and alarm siren including cost of supplying all mounting accessories complete as required.
|  | All Area | Nos |  |  | 18 | 18
|  | Total Qty |  |  |  |  | 18
|  | WO Qty |  |  |  |  | 21 | Nos
|  | RA 08Qty |  |  |  |  | 14.7
|  | RA 09Qty |  |  |  |  | 3.3
Supply, installation, testing and commissioning of Wall surface mounting 3W CEILING SPEAKER with 6W/3W optionssuitable for broadcast of speech and alarm siren including cost of supplying all mounting accessories complete as required.
|  | All Area | Nos |  |  | 0 | 0
|  | Total Qty |  |  |  |  | 0
|  | WO Qty |  |  |  |  | 2 | Nos
RA 08Qty
RA 09Qty
Supply, installation, testing and commissioning of MS Amplifier Rack Assembly with 30 minutes power backup including 1 no. CD player unit, 1 nos 200 W POWER AMPLIFIER, connectors, internal wiring, interconnection etc capable of voice operated priority complete as required. (PA System fully integrated type with Fire Alarm System with facility for automatic override of music for emergency announcements)
|  | Admin Room | Nos |  |  | 1 | 1
|  | Total Qty |  |  |  |  | 1
|  | WO Qty |  |  |  |  | 1 | Nos
|  | RA 08Qty |  |  |  |  | 0.7
|  | RA 09Qty |  |  |  |  | 0.3
Supply, installation, testing and commissioning of CONTROL PANEL with single zone selection, ascending 4 tone chime, emergency microphone, expandable upto 5 zones using expansion control panel complete as required.
|  | Kitchen | Nos |  |  | 1 | 1
|  | Total Qty |  |  |  |  | 1
|  | WO Qty |  |  |  |  | 1 | Nos
|  | RA 08Qty |  |  |  |  | 0.7
|  | RA 09Qty |  |  |  |  | 0.3
Supply, installation, testing and commissioning of Wireless lepal microphone DB technology complete as required
|  | Admin Room | Nos |  |  | 1 | 1
|  | Total Qty |  |  |  |  | 1
|  | WO Qty |  |  |  |  | 1 | Nos
|  | RA 08Qty |  |  |  |  | 0.7
|  | RA 09Qty |  |  |  |  | 0.3
Design, Engineering, Supply, Receiving, handling, storage, installation, testing and commissioning of the CLOSED CIRCUIT TELEVESION (CCTV) SURVEILLANCE SYSTEM with IP based indoor type fixed varifocal dome camera for the proposed application with all components, accessories, fixing & mounting accessories etc. as complete as required for the succesfull operation.
|  | All Area | Nos |  |  | 18 | 18
|  | Total Qty |  |  |  |  | 18
|  | WO Qty |  |  |  |  | 13 | Nos
|  | RA 08Qty |  |  |  |  | 9.1
|  | RA 09Qty |  |  |  |  | 3.9
|  | RA 09 Extra Qty |  |  |  |  | 5
Supply of Network Video/Disk Recorder -16 channel (Including HDD for minimum recording of 30 days) with minimum 500GB Usable Space with all components, accessories, fixing & mounting accessories etc. as complete as required for the succesfull operation.
|  | Electric Room | Nos |  |  | 1 | 1
|  | Total Qty |  |  |  |  | 1
|  | WO Qty |  |  |  |  | 1 | Nos
|  | RA 08Qty |  |  |  |  | 0.7
|  | RA 09Qty |  |  |  |  | 0.3
Supplying, laying, testing and commissioning of 4-pair Non-plenum Enhanced Cat 6 unshielded twisted pair with 24 AWG solid copper conductors in surface/concealed conduit/raceways complete as required
|  | Electric Room To Baar Area Ceilling | Rmt | 25 |  | 3 | 75
|  | Electric Room To Admin Room Ceilling | Rmt | 25 |  | 1 | 25
|  | Electric Room To Dinning Area Ceilling | Rmt | 21 |  | 5 | 105
|  | Electric Room To Premium Lounge Ceilling | Rmt | 29 |  | 2 | 58
|  | Electric Room To Recepsion Ceilling | Rmt | 28.6 |  | 3 | 85.8
|  | Electric Room To Spa Ceilling | Rmt | 10 |  | 2 | 20
|  | Electric Room To Kitchen | Rmt | 15 |  | 2 | 30
|  | Electric Room | Rmt | 4 |  | 1 | 4
|  | Total Qty |  |  |  |  | 402.8
|  | WO Qty |  |  |  |  | 330 | Rmt
|  | RA 08Qty |  |  |  |  | 231
|  | RA 09Qty |  |  |  |  | 99
|  | RA 09 Extra Qty |  |  |  |  | 72.8

## JMR Electrical RA Bill 8
Price Comparative Statement
Company Name : | LKO INTNL ARPT LTD
Project Name : | Finishing work for Toilet & Pantry Work at CIP Lounge at Terminal-03, CCSI Airport, Lucknow
Sr No | Particulars | Sort Text | PO Qty. | Site Qty | Units
ELECTRICAL WORKS
A | SUB-HEAD I WIRING
1.1 | Wiring for primary light points for Switch controlled points with 2.5 sq. mm LSHF PVC insulated stranded /multi stranded copper conductor 1100 Volt grade wires in IS embossed 25mm dia 16 SWG GI surface /concealed conduit including cost of providing saddles hangers supports from soffit of slab etc for surface conduiting, ceiling conduiting and/or cost of cutting and filling chases for recessed conduiting, and including the cost of Supply and fixing a 6 amp 240 Volt grid plate mounted switch with moulded cover plate in zinc chromate passivated GI box and including the cost of running 2.5 sq. mm LSHF PVC insulated copper earth wire for loop earthing etc. complete as directions of Engineer-in-charge and as required. | primary light points | 30 | 21 | nos
1.2 | Wiring for primary light points for DB / Dimmer/ Sensor/ Automation controlled points with 2.5 sq mm LSHF PVC insulated stranded/multi stranded copper conductor 1100 Volt grade wires in IS embossed 25mm dia 16 SWG GI surface/concealed conduit including cost of providing saddles etc for surface conduiting and/or cost of cutting and filling chases for recessed conduiting and including the cost of running 2.5 sq mm LSHF PVC insulated copper earth wire for loop earthing etc. complete as directions of Engineer-in-charge and as required. (Cost of MCB/Switch shall be consider in this item)(Normal) | primary light points | 45 | 31.5 | nos
1.3 | Wiring for primary light points for DB/ Dimmer/ Sensor/ Automation controlled points with 2.5 sq mm LSHF PVC insulated stranded/multi stranded copper conductor 1100 Volt grade wires in IS embossed 25mm dia 16 SWG GI surface/concealed conduit including cost of providing saddles etc for surface conduiting and/or cost of cutting and filling chases for recessed conduiting and including the cost of running 2.5 sq mm LSHF PVC insulated copper earth wire for loop earthing etc. complete as directions of Engineer-in-charge and as required. (Cost of MCB/Switch shall be consider in this item). (Emergency) | primary light points | 11 | 7.7 | nos
1.4 | Wiring for secondary light points with 1.5 sq. mm LSHF PVC insulated stranded/multistranded copper conductor 1100 Volt grade wires in surface/concealed in IS embossed 25mm dia 16 SWG GI conduit including cost of providing saddles hangers supports from soffit of slab etc for surface conduiting, ceiling conduiting and/or cost of cutting and filling chases for recessed conduiting including the cost of running 1.5 sq. mm LSHF PVC insulated copper earth wire for loop earthing etc. complete as directions of Engineer-in-charge and as required. (Normal) | secondary light points | 352 | 246.4 | nos
1.5 | Wiring for secondary light points with 1.5 sq. mm LSHF PVC insulated stranded/multistranded copper conductor 1100 Volt grade wires in surface/concealed in IS embossed 25mm dia 16 SWG GI conduit including cost of providing saddles hangers supports from soffit of slab etc for surface conduiting, ceiling conduiting and/or cost of cutting and filling chases for recessed conduiting including the cost of running 1.5 sq. mm LSHF PVC insulated copper earth wire for loop earthing etc. complete as directions of Engineer-in-charge and as required. (Emergency) | secondary light points | 46 | 32.2 | nos
1.6 | Wiring for 240 volt 6 amp Multistandard single phase and neutral switch socket outlet with 4 sq. mm LSHF PVC insulated stranded/multi stranded copper conductor 1100 Volt grade wires in IS embossed 25mm dia 16 SWG GI surface/concealed conduit including cost of providing circuit wiring with 2.5 sq mm LSHF PVC insulated stranded/ multistranded copper conductor 1100 volt grade wires and including the cost of providing saddles etc as required for surface conduiting and/or cost of cutting and filling chases as required and Supply and fixing of a 240 volt 6 amp Multistandard socket outlet with safety shutters and 6 amp 240 volt single pole grid plate mounted switch with moulded cover plate in recessed zinc chromate passivated GI box and including earthing of the 3rd pin with 2.5 sq. mm LSHF PVC insulated copper earth wire conductor wires complete as directions of Engineer-in- charge and as required. | 6 amp Multistandard single phase and neutral switch socket | 11 | 7.7 | nos
1.7 | Wiring as in Item 1.6 above looped from an adjacent switch socket outlet as required and Supply and fixing of a combined 240 volt 6 amp Multistandard socket outlet with safety shutters and 6 amp 240 volt single pole grid plate mounted switch with moulded cover plate in recessed zinc chromate passivated GI box and including earthing of the 3rd pin with 2.5 sq. mm LSHF PVC insulated copper earth wire conductor wires complete as directions of Engineer-in-charge and as required. | looped from an adjacent switch socket | 28 | 19.6 | nos
1.8 | Wiring for a multi-pin 240 volt 6-16 amp single phase and neutral universal switch socket outlet with 4.0 sq. mm LSHF PVC insulated stranded copper conductor 1100 Volt grade wires in 25 mm dia GI surface/concealed conduit including the cost of providing circuit wiring with 4.0 sq mm LSHF PVC insulated stranded copper conductor 1100 volt grade wires and including cost of providing brackets, saddles etc as required for surface conduiting and/or cost of cutting and filling chases as required and providing and fixing of a combined multi-pin 240 volt 6-16 amp universal socket outlet with safety shutters and 16 amp 240 volt single pole grid plate mounted switch with moulded cover plate in recessed galvanized box and including earthing of the 3rd pin with 4.0 sq mm 1100 volt grade LSHF PVC insulated stranded copper conductor wires complete as directions of Engineer-in-charge and as required. | 16 amp single phase and neutral universal switch socket | 46 | 32.2 | nos
1.9 | Wiring as in Item 1.8 above looped from an adjacent switch socket outlet as per specifications and directions of Engineer-in-charge and providing and fixing of a modular type multi-pin 240 Volt 6-16 amp shuttered socket outlet and a modular type 16 amp 240 Volt single pole switch in a recessed galvanized boxes with internal wiring and moulded front plates complete as directions of Engineer-in-charge and as required. | looped from an adjacent switch socket | 21 | 14.7 | nos
1.1 | Supply , Installation, Testing and comissioning of Pop-up Boxes with all standard accessories consisting of following: a) 3 nos 6 amp socket with 1 no. 16A Switch b) 2 nos Data outlets which includes of Data wiring and terminations. Wiring for socket outlet with 4.0 sq. mm LSHF PVC insulated stranded copper conductor 1100 Volt grade wires in 25 mm dia GI surface/concealed Conduit / Raceways including the cost of providing circuit wiring with 4.0 sq mm LSHF PVC insulated stranded copper conductor 1100 volt grade wires and including cost of providing brackets, saddles etc as required for surface conduiting and/or cost of cutting and filling chases as required and providing and fixing of a pop up Box on Table/furniture/wall complete as directions of Engineer-in-charge and as required. - Workstations. |  | 3 | 2.1 | nos
1.11 | Supply , Installation, Testing and comissioning of Switch socket on furniture with all standard accessories consisting of following: a) 2 nos 6 amp socket with 1 no. 10A Switch b) 2 nos Data outlets which includes of Data wiring and terminations. Wiring for socket outlet with 2.5 sq. mm LSHF PVC insulated stranded copper conductor 1100 Volt grade wires in 25 mm dia GI surface/concealed Conduit / Raceways including the cost of providing circuit wiring with 2.5 sq mm LSHF PVC insulated stranded copper conductor 1100 volt grade wires and including cost of providing brackets, saddles etc as required for surface conduiting and/or cost of cutting and filling chases as required and providing and fixing of a Box set on furniture/wall complete as directions of Engineer-in-charge and as required. - Dinning Area. |  | 7 | 4.9 | nos
1.12 | Supply , Installation, Testing and comissioning of Switch socket on furniture with all standard accessories consisting of following: a) 2 nos 6 amp socket with 1 no. 10A Switch b) 1 nos Data outlets which includes of Data wiring and terminations. Wiring for socket outlet with 2.5 sq. mm LSHF PVC insulated stranded copper conductor 1100 Volt grade wires in 25 mm dia GI surface/concealed Conduit / Raceways including the cost of providing circuit wiring with 2.5 sq mm LSHF PVC insulated stranded copper conductor 1100 volt grade wires and including cost of providing brackets, saddles etc as required for surface conduiting and/or cost of cutting and filling chases as required and providing and fixing of a Box set on furniture/wall complete as directions of Engineer-in-charge and as required. - Premium Lounge & BAR Area. |  | 17 | 11.9 | nos
1.13 | Wiring for 6 pin 240 volt 16 amp single phase and neutral Universal switch socket outlets with 4.0 sq. mm LSHF PVC insulated stranded/multi stranded copper conductor 1100 volt grade wires in IS embossed 25mm dia 16 SWG GI surface/concealed conduit including cost of providing saddles etc as required for surface conduiting and/or cost of cutting and filling chases as required and including Supply and fixing of a 240 volt 16 amp socket outlet with safety shutters and 16 amp 240 volt single pole grid plate mounted switch with moulded cover plate in a recessed zinc chromate passivated GI box including earthing of the 3rd pin with 4.0 sq. mm 1100 volt grade LSHF PVC insulated stranded copper earth wire complete as directions of Engineer-in-charge and as required. |  | 14 | 9.8 | Nos.
1.14 | Wiring as in Item 1.13 above looped from an adjacent switch socket outlet as per specifications and directions of Engineer-in-charge and providing and fixing of a modular type multi-pin 240 Volt 6-16 amp shuttered socket outlet and a modular type 16 amp 240 Volt single pole switch in a recessed galvanized boxes with internal wiring and moulded front plates complete as directions of Engineer-in-charge and as required. |  | 13 | 9.1 | nos
1.15 | Wiring for 6 pin 240 volt 25 amp single phase and neutral switch socket outlets with 4.0 sq. mm LSHF PVC insulated stranded/multi stranded copper conductor 1100 volt grade wires in IS embossed 25mm dia 16 SWG GI surface/concealed conduit including cost of providing saddles etc as required for surface conduiting and/or cost of cutting and filling chases as required and including Supply and fixing of a 240 volt 16 amp socket outlet with safety shutters and 25 amp 240 volt single pole grid plate mounted switch with moulded cover plate in a recessed zinc chromate passivated GI box including earthing of the 3rd pin with 4.0 sq. mm 1100 volt grade LSHF PVC insulated stranded copper earth wire complete as directions of Engineer-in-charge and as required. |  | 1 | 0.7 | Nos.
1.16 | Supplying, fixing, testing & commissioning of 32 A, 240 V, SPN metal clad Industrial type socket outlet (IP‐65), with 2 pole and earth, plug top along with 32 A, “C” curve, SP, MCB, in Polycarbonate enclosure, on surface or in recess, with cover for the socket out let and complete with connections, testing and commissioning etc. as required. |  | 12 | 8.9 | Nos.
1.17 | Supplying fixing, testing & commissioning of 32 A, 415 V, TPN Industrial type socket outlet (IP‐65), with 4 pole and earth, plug top along with 32 A, “C” curve, TP MCB, in polycarbonate enclosure, on surface or in recess, with cover for the socket out let and complete with connections, testing and commissioning etc. as required. |  | 3 | 2.1 | Nos.
1.18 | Supplying fixing, testing & commissioning of 32 A, 415 V, TPN 5 pole Industrial type socket outlet (IP‐65), with 4 pole and earth, plug top along with 32 A, “C” curve, MCB, in polycarbonate enclosure, on surface or in recess, with cover for the socket out let and complete with connections, testing and commissioning etc. as required. |  | 1 | 0.7 | Nos.
1.19 | Providing and fixing of a Data outlet plate mounted outlet unit (RJ-45) with moulded cover plate in recessed zinc chromate passivated GI box complete as directions of Engineer-in-charge and as required for Data system. |  | -
a) | 1 No. data outlet |  | 8 | 5.6 | nos
b) | 2 Nos. data outlet |  | 2 | 1.4 | nos
1.2 | Supplying, laying, testing and commissioning of 4-pair Non-plenum Enhanced Cat 6 unshielded twisted pair computer cable with 24 AWG solid copper conductors in surface/concealed conduit/raceways/modular furniture , complete as directions of Engineer-in-charge and as required. |  | 320 | 320 | Mtrs
1.21 | Supplying, Installation, testing and commissioning of 12U Networking Rack with PDU, switches, jack, patch cords, Ios, and all other accessories complete as required for Server, router & network video recorder. |  | 1 | 0.7 | nos
1.22 | Supplying, Installation, testing and commissioning of Occupancy Sensor for light control with all accessories and complete as directions of Engineer-in-charge and as required. |  | 11 | 7.7 | nos
1.23 | Supplying and drawing wiring with single core stranded copper conductor PVC insulated 1100 volt grade LSHF PVC insulated wires in surface/recessed steel conduit systems including the cost of running copper conductor LSHF PVC insulated loop earthing wire complete as directions of Engineer-in-charge and as required as below. |  | -
a) | 2 x 1.5 sq mm with 1 x 1.5 sq mm earth wire |  | - |  | Mtrs
b) | 2 x 2.5 sq mm with 1 x 2.5 sq mm earth wire |  | 90 | 63 | Mtrs
c) | 2 x 4 sq mm with 1 x 4.0 sq mm earth wire |  | 330 | 231.7 | Mtrs
d) | 2 x 6 sq mm with 1 x 6.0 sq mm earth wire |  | 90 | 63 | Mtrs
g) | 4 x 4 sq mm with 2 x 4.0 sq mm earth wire |  | 90 | 63 | Mtrs
h) | 4 x 6 sq mm with 2 x 6.0 sq mm earth wire |  | 50 | 35 | Mtrs
i) | 4 x 10 sq mm with 2 x 10 sq mm earth wire |  | - |  | Mtrs
j) | 4 x 16 sq mm with 2 x 16 sq mm earth wire |  | - |  | Mtrs
1.24 | Supplying and drawing recessed/surface IS embossed GI conduiting system including cost of providing saddles etc for surface/recess conduiting and/or cost of cutting and filling chases for recessed conduiting complete as directions of Engineer- in-charge and as required as below. |  | -
a) | 20 mm |  | 110 | 77 | Mtrs
b) | 25 mm |  | 200 | 140 | Mtrs
c) | 32 mm |  | 110 | 77 | Mtrs
d) | 40 mm |  | 110 | 77 | Mtrs
e) | 50 mm |  | - |  | Mtrs
1.25 | Supplying and drawing recessed/surface medium class PVC conduit including cost of providing saddles etc accessories for surface/recess conduiting and/or cost of cutting and filling chases for recessed conduiting complete as directions of Engineer- in-charge and as required as below. |  | -
a) | 20 mm |  | 30 | 21 | Mtrs
b) | 25 mm |  | - |  | Mtrs
c) | 32 mm |  | - |  | Mtrs
d) | 40 mm |  | - |  | Mtrs
1.26 | Supply and fixing GI flexible conduit including all fittings complete as required as below. |  | -
a) | 20 mm |  | 265 | 185.5 | Mtrs
b) | 25 mm |  | 95 | 66.5 | Mtrs
B | SUB-HEAD II CABLES & RACEWAYS
1 | Supply and laying cables on Tray / clamped to wall with suitable clamps saddles and fixing bolts/ in ground including the cost of digging and back filling with sand and brick protection as required and including testing and commissioning of the following 1100 volt grade armoured XLPE insulated and PVC sheathed copper conductor cable complete as required. The costs shall include for all cables to be provided with a 1D gap and shall be properly clamped with cable clamps and ties. Identification tags shall be provided for all cables and route markers for cables in ground.
a) | 3 -1/2 core 240 Sq mm AL. XLPE AR. Cable |  | - |  | Mtrs
b) | 3 -1/2 core 95 Sq mm AL. XLPE AR. Cable |  | - |  | Mtrs
c) | 3 -1/2 core 70 Sq mm AL. XLPE AR. Cable |  | 50 | 35 | Mtrs
d) | 3 -1/2 core 50 Sq mm AL. XLPE AR. Cable |  | - |  | Mtrs
e) | 4 core 16 Sq mm CU. XLPE AR. Cable |  | 30 | 21 | Mtrs
f) | 4 core 6 Sq mm CU. XLPE AR. Cable |  | - |  | Mtrs
g) | 4 core 4 Sq mm CU. XLPE AR. Cable |  | 160 | 120 | Mtrs
2 | Cable end termination of the following XLPE insulated and PVC sheathed Aluminium conductor cable 1100 Volt grade including cost of crimping heavy duty aluminium lugs, nickel plated brass double compression glands, insulation tape and all requisite material for completion of termination complete as required and as below.
a) | 3 -1/2 core 240 Sq mm AL. XLPE AR. Cable |  | - |  | Nos
b) | 3 -1/2 core 95 Sq mm AL. XLPE AR. Cable |  | - |  | Nos
c) | 3 -1/2 core 70 Sq mm AL. XLPE AR. Cable |  | 4 | 2.8 | Nos
d) | 3 -1/2 core 50 Sq mm AL. XLPE AR. Cable |  | - |  | Nos
3 | Cable end termination of the following XLPE insulated and PVC sheathed Aluminium/ copper conductor cable 1100 Volt grade including cost of crimping heavy duty copper lugs, nickel plated brass double compression glands, insulation tape and all requisite material for completion of termination complete as required and as below.
a) | 4 core 16 Sq mm CU. XLPE AR. Cable |  | 2 | 1.4 | Nos
b) | 4 core 6 Sq mm CU. XLPE AR. Cable |  | - |  | Nos
c) | 4 core 4 Sq mm CU. XLPE AR. Cable |  | 20 | 14 | Nos
4 | Supply and fixing of perforated sheet steel slotted cable trays with vertical sides on both ends as per approved design and GI angle supports spaced 1000 mm apart throughout the length as specified, including the cost of 1 meter GI rod hangers, hooks, dash fasteners, painting etc. for suspension from ceiling complete as required.
a) | 300 mm x 50 mm x 50 mm (with 40 x 40 x 6 mm GI angle supports) and with Cover |  | 20 |  | Mtrs
b) | 150 mm x 50 mm x 50 mm (with 40 x 40 x 6 mm GI angle supports) and with Cover |  | 20 |  | Mtrs
c) | 100 mm x 50 mm x 50 mm (with 40 x 40 x 6 mm GI angle supports) and with Cover |  | 60 |  | Mtrs
GI Raceway & Junction boxes (IP 55)
5 | Supply, assembly and laying of under floor trunking made out of minimum 1.6 mm thick pre galavised sheet with enamel paint finish complete with jointing sleeve, horizontal bends, vertical bends, level adjustment components and closer, vertical elbow, covers, access outlet. etc. complete with all other accessories under floor installation including cutting and chasing the floor/ or on surface, making good the same, placing in position and cleaning from inside complete etc. as required.
a) | 300 mm x 40 mm (3 compartment - 1 For Power, 1 for Data, 1 blank for seperation ) |  | - |  | Mtrs
b) | 225 mm x 40 mm (2 compartment - 1 For Power, 1 for Data ) |  | 40 |  | Mtrs
c) | 150 mm x 40 mm (1 compartment) |  | 10 |  | Mtrs
d) | 100 mm x 40 mm (2 compartment - 1 For Power, 1 for Data ) |  | 20 |  | Mtrs
e) | 75 mm x 40 mm (1 compartment) |  | 10 |  | Mtrs
f) | Providing and fixing 350 x 350 x 50 mm deep junction box for Power & Data raceways in floor |  | - |  | Nos
g) | Providing and fixing 250 x 250 x 50 mm deep junction box for Power & Data raceways in floor |  | 12 |  | Nos
h) | Providing and fixing 150 x 150 x 50 mm deep junction box for Power & Data raceways in floor |  | 13 |  | Nos
C | SUB-HEAD III DISTRIBUTION BOARD & ELECTRICAL PANEL
1 | Supply, erection, testing and commissioning of the following sheet steel clad wall/recess mounting dust and vermin proof double distribution boards constructed from 1.2mm sheet steel IP 42 construction, finished with rust proof red oxide coating and two coats of paint with hinged gasketted door and housing the following complete with suitably rated PVC insulated tinned copper busbars with interconnections and neutral bar assembly, earthing terminals/bar, din bar complete, powder painted including earthing as approved by the Architects/ Engineer in charge. Padlocking facility shall be provided on the door. The DB shall be provided with cable end boxes.
a) | 14 WAY SPN DB Incoming: 1-25 amp DP 10 kA MCB, B curve with thermal magnetic protective releases incoming with 1nos. 25 amp DP 30 mA RCCB in each phase Outgoings: 14 nos 6/10 amps SP 10 kA MCB, B curve with thermal magnetic protective releases out goings. For FLDB |  | 1 | 0.7 | nos
b) | 12 WAY TPN DB-1 Incoming: 1-63 amp FP 10 kA MCB, C curve with thermal magnetic protective releases incoming with 1nos. 63 amp DP 30 mA RCCB in each phase Outgoings: 36 nos 16/20/25/32 amps SP 10 kA MCB, C curve with thermal magnetic protective releases out goings. For PDB |  | 1 | 0.7 | nos
c) | 12 WAY TPN DB-2 Incoming: 1-32 amp FP 10 kA MCB, B curve with thermal magnetic protective releases incoming with 1nos. 32 amp DP 30 mA RCCB in each phase Outgoings: 36 nos 10 amps SP 10 kA MCB, B curve with thermal magnetic protective releases out goings. For LDB |  | 1 | 0.7 | nos
1.1 | 10 WAY TPN DB Supplying & fixing of following double door Emergency Lighting DB's enclosures, with minimum IP 55, UV resistant as per IEC 61439,flame retardant, self extinguishing material for outdoor / harsh environment like resistant to weather influences (humidity, temperature, water sprays). The DB shall include all accessories i.e. earth bar, din bar, neutral bar, tinned copper bus bars, earthing terminal, power painting & cable end box etc. as required. Incoming: 1-32 amp FP 10 kA MCB, C curve with thermal magnetic protective releases Outgoings: 30 nos 10/16/20 amps SP 10 kA MCB, C curve with thermal magnetic protective releases out goings. For EDB (10A MCBs shall be for lighting circuits only) |  | 1 | 0.7 | nos
1.2 | SITC of All VTPN DB's double door and modules, shall be pre assembled with vertical bus bars & minimum IP‐55, UV resistant as per IEC 61439, suitable for outdoor/harsh environment like resistant to weather influences (humidity, temperature, water spray s), chemical resistanc etc. The DB shall include all accessories i.e. earth bar, din bar, neutral bar, tinned copper bus bars, earthing terminal, power painting & cable end box etc. as required. |  | -
a) | 12 WAY VTPN DB INCOMER 1 No. 160A 4 pole MCCB (16 KA) with over load, short circcuit & earth fault protection OUTGOINGS 36 nos. of 20/25/32A modules for SP/TP MCB's, C curve (10KA) as required (Refer DB schedule). DB as described above For KTB-1 |  | 1 | 0.7 | nos
b) | 10 WAY VTPN DB INCOMER 1 No. 160A 4 pole MCCB (16 KA) with over load, short circcuit & earth fault protection OUTGOINGS 30 nos. of 20/25/32A modules for SP/TP MCB's (10KA), C curve as required (Refer DB schedule). DB as described above For KTB-1 |  | 1 | 0.7 | nos
| Electrical Panel- IN Electrical Room (Floor Mounted) |  | -
2 | Design, Manufacture, Supply, delivery and coordination for Installation of the following front operated modular compartmentalised construction cubicle type, front access, dead back, 2mm thick steel enclosed free standing / wall mounted, dust and vermin proof, switchboard with IP42/Specified protection with hinged and lockable doors duly powder coated complete with interconnections, tinned copper crimping lugs, bonding to earth and painting, suitable for use at 415 volts, 3 phase 4 wire 50 Hertz system, and to withstand a symetrical fault level of 25 kA |  | -
| All Switchboards shall have provision for entry of cables from the top or bottom as required. |  | -
| All live accessible parts shall be shrouded and all equipment shall be finger touch proof. The Busbars insulation shall be with heat shrinkable sleeves. SMC/DMC shrouds and busbar supports shall be used. Padlocking facility shall be provided on all outgoing feeders doors and switch handles shall be lockable in OFF position |  | -
| The cost shall include providing and fixing of 75 x 50 x 6 mm channels for switchboard support. |  | -
| All MCCB shall have rotary handles & extension terminal, phase barrier on both sides as required at site. |  | -
| All metering panel shall be extendable type with cable alley. |  | -
| GA drawings shall be got approved from Owners/ Architects/ Consultants before fabrication. |  | -
| Note:- The Manufacturer/Supplier shall supervise the installation, testing and commissioning of the cubicle panels by the electrical contractor. |  | -
| INCOMING |  | -
| 1 No. 250Amps. 4P MCCB '25ka, Icu=Ics with micro processor release having O/L , S/C, earth fault protection equipped with the following: |  | -
| The incomers shall have the following indicating panel |  | -
a) | 1 set of phase indication lamps (R, Y, B) with 2A MCB |  | -
b) | 1 set of ON,OFF,TRIP indicating light with 2A MCB |  | -
c) | Digital Multifunction Meter, accuracy class 1s, with LED/LCD screen of Max Demand Load, I ;V; Hz; Active, Reactive , Apparent Power & Energy; Power factor; % unbalance of current & voltage; with RS 485 / Ethernet port with 3 Nos. cast resin current transformers of dual core CT's of suitable Amp. ratio, 15 VA Class1.0 m etering., protection MCBs as required accessories to complete the system. |  | -
| BUSBAR |  | -
| FP aluminium extensible type main bus bars of minimum of 300 Amp 25kA capacity with heat shrinkable coloured sleeves and i/c DMC/SMC bus bars supports at required intervals complete. |  | -
| OUTGOING UNITS |  | -
| 3 Nos. 160A TPN MCCB, 16kA, (Ics=lcu) with O/L, S/C |  | -
| 3 nos 63 amp 4P 10 kA MCB with thermal magnetic protective releases |  | -
| 2 nos 25 amp 4P 10 kA MCB with thermal magnetic protective releases |  | -
| The Switchboard shall be complete with all interconnections, risers, internal wiring, labels etc complete as required. (Note: Length of the panel should not increase more than 1600mm, 400mm depth and 2000mm height). |  | 1 | 0.7 | nos
| UPS 8KVA |  | -
3 | Supply, installation, testing and commissioning of 8kVA UPS system comprising of online units with a battery backup of 30 minutes duration for full load and with all standards fittings, accessories, protection, instruments, indications and controls including but not restricted to transformer, rectifier, inverter, SMF battery with float cum boost battery charger, static bypass switch, maintenance bypass, interconnections etc. The UPS shall be suitble for three phase 415V Input with variation of + 15% and give constant output supply of 415V + 2%. |  | 1 | 0.7 | nos
4 | Supplying and laying of the following earthing strip on cable tray/ wall clamped to wall with suitable clamps saddles and fixing bolts/soldering as required and complete as required to comply with IS 3043:1987. All joints shall be timed. The body earthing of UPS and Panel shall be looped from the existing earthing system. |  | -
a) | 25 mm x 3 mm GI strip |  | 50 | 35 | Mtrs
b) | 25 mm x 3 mm Copper strip for UPS |  | 20 | 14 | Mtrs
c) | 6 SWG GI Wire |  | 120 | 84 | Mtrs
d) | 8 SWG GI Wire |  | - |  | Mtrs
e) | 4 sq.mm dia copper wire |  | 100 | 70 | Mtrs
4 | Providing and fixing M.V danger notice plate of 200 mm x 150 mm, made mild steel, atleast 2 mm thick, and vitreous enameled white on both sides, and with inscription in single red colour on front side as required. |  | - |  | nos
5 | Supplying and fixing of 40A 4P, 415V Isolator in sheet steel enclosure with, connection, testing & commissioning as required. |  | 1 | 0.7 | nos
TOTAL FOR DISTRIBUTION BOARD & ELECTRICAL PANEL
D | SUB-HEAD IV FIRE DETECTION & PA SYSTEM
I | Fire Detection System
1 | Supply, installation, testing and commissioning of 1 Loop wall recess mounting microprocessor based networkable analogue addressable Fire Control Panel having a Fire Alarm Capability of 100/125/150 detectors/devices per loop with each loops length being restricted to 80% of manufacturer specified maximum loop length). The Fire control panel shall have 100% hot redundancy for CPU, load etc. It shall be expandable by minimum 1 additional loops. The operating panel shall have minimum 80 character LCD display, 4 access levels, 1000 events historical logging, flash E- PROM, 240 volts ac power supply, automatic battery charger, 24V sealed lead-acid battery suitable operating the system for 24 hours in emergency condition. The Panel shall be Integrated with the PA System and with suitable power amplifiers for the hooter/strobes and main building fire alarm panel.
The Panel shall be Integrated with the BMS System and shall include cost of supply of any additional modules, software and interfaces as required for the same and as required by the Client. The Panel shall provide either or all BACNET/RS485/ LON/MODBUS protocols as required. The panel shall be complete as per specifications and as required.
a) | 1 Loop |  | 1 | 0.7 | nos
2 | Supply, installation, testing and commissioning of plug-in type intelligent analogue addressable multi criteria Smoke detectors including the cost of base plate, 75 mm dia M.S. outlet box for fixing of the detector base, mounting accessories etc. complete as per specifications and as required. |  | 42 | 29.4 | nos
3 | Supply, installation, testing and commissioning of plug-in type intelligent analogue addressable rate of rise cum fixed temperature Heat detectors including the cost of base plate, 75 mm dia M.S. outlet box for fixing of the detector base, mounting accessories etc. complete as per specifications and as required. |  | 3 | 2.1 | nos
4 | Supply, installation, testing and commissioning of Addressable type fault for isolating shorted, dewired and loose circuits between two successive fault isolators with automatic resetting arrangement (base Model) |  | 5 | 3.5 | nos
5 | Supply, installation, testing and commissioning of Addressable type Response indicatior. |  | 25 | 17.5 | nos
3 | Supply, installation, testing and commissioning of addressable type duct detector including the cost of plate, M.S. outlet box for fixing of the detector base, mounting accessories etc. complete as per specifications and as required. |  | 4 | 2.8 | nos
6 | Supply, installation, testing and commissioning of intelligent analogue addressable Control Modules including the cost of 75 mm dia MS outlet box for fixing of the module, mounting accessories complete as per specifications and as required. |  | - |  | nos
7 | Supply, installation, testing and commissioning of intelligent analogue addressable dry contact Monitor Modules including the cost of 75 mm dia MS outlet box for fixing of the module, mounting accessories complete as per specifications and as required. |  | - |  | nos
8 | Supply, installation, testing and commissioning of recess/surface mounting dust and vermin proof intelligent addressable analogue Manual Pull stations including cost of all required modules, mounting accessories etc including the cost of M.S. outlet box for fixing of the station, mounting accessories etc. complete as per specifications and as required. |  | 1 | 0.7 | nos
9 | Supply, Installation, Testing and commissioning of high intensity hooters cum Strobe Lights with 110 cd. The strobes shall be synchronized for better evacuation. |  | 1 | 0.7 | nos
10 | Supply, laying, testing and commissioning of 2 core 1.5 sqmm copper conductor LSHF PVC insulated 1100 volt wires in IS embossed black enameled 25mm dia 16 SWG MS recessed and/or surface conduiting system including cost of providing saddles etc for surface conduiting and/or cost of cutting and filling chases for recessed conduiting as required and including the cost of crimped termination's complete as required. (Smoke detector and speaker) |  | 600 | 420 | Mtrs
II | Public Address system |  | -
1 | Supply, installation, testing and commissioning of recess/ surface mounting 3W CEILING SPEAKER ,metal grille, dia 150mm and Spring clamps suitable for broadcast of speech and alarm siren including cost of supplying all mounting accessories complete as required. |  | 21 | 14.7 | nos
2 | Supply, installation, testing and commissioning of Wall surface mounting 3W CEILING SPEAKER with 6W/3W optionssuitable for broadcast of speech and alarm siren including cost of supplying all mounting accessories complete as required. |  | 2 | 1.4 | nos
3 | Supply, installation, testing and commissioning of MS Amplifier Rack Assembly with 30 minutes power backup including 1 no. CD player unit, 1 nos 200 W POWER AMPLIFIER, connectors, internal wiring, interconnection etc capable of voice operated priority complete as required. (PA System fully integrated type with Fire Alarm System with facility for automatic override of music for emergency announcements) |  | 1 | 0.7 | nos
4 | Supply, installation, testing and commissioning of CONTROL PANEL with single zone selection, ascending 4 tone chime, emergency microphone, expandable upto 5 zones using expansion control panel complete as required. |  | 1 | 0.7 | nos
5 | Supply, installation, testing and commissioning of Wireless lepal microphone DB technology complete as required |  | 1 | 0.7 | nos
6 | Supply, installation, testing and commissioning of Microphone with table stand |  | 1 | 0.7 | nos
TOTAL FOR FIRE DETECTION & PA SYSTEM
E | SUB-HEAD V CCTV SYSTEM
1 | Design, Engineering, Supply, Receiving, handling, storage, installation, testing and commissioning of the CLOSED CIRCUIT TELEVESION (CCTV) SURVEILLANCE SYSTEM with IP based indoor type fixed varifocal dome camera for the proposed application with all components, accessories, fixing & mounting accessories etc. as complete as required for the succesfull operation. |  | 13 | 9.1 | nos
2 | Supply of Network Video/Disk Recorder -16 channel (Including HDD for minimum recording of 30 days) with minimum 500GB Usable Space with all components, accessories, fixing & mounting accessories etc. as complete as required for the succesfull operation. |  | 1 | 0.7 | nos
3 | Supplying, laying, testing and commissioning of 4-pair Non-plenum Enhanced Cat 6 unshielded twisted pair with 24 AWG solid copper conductors in surface/concealed conduit/raceways complete as required |  | 330 | 231 | Mtrs
A | Total Basic |  |  |  | ₹
B | Taxes |  |  |  | ₹
C | Price [A+B] |  |  |  | ₹