## KFC Signage Summary (hidden)
Sr No | Long DESCRIPTION | HSN Code | Asset Master Description (WITHIN 40) | UOM | Grand Total | Identification
1 | EXTERNAL SIGNAGE - BACK LIT - ILLUMINATED SIGNAGE | 9405 | EXTERNAL SIGNAGE-BACK LIT-ILLUMINATED | LOT | #REF! | Non varifiable
2 | INTERNAL GRAPHIC -NON LIT - DISPLAY BOARD | 8310 | INTERNAL GRAPHIC -NON LIT-DISPLAY BOARD | LOT | #REF! | Non varifiable
3 | INTERNAL GRAPHIC - LATEX PRINT ON 3M VINYL / LAMINATION/ FROSTED FILM | 3919 | INTERNAL GRAPHIC-LATEX PRINT ON 3M VINYL | LOT |  | Non varifiable
4 | Scaffolding, Transportation, Installation, Extra Fabrication included @ 15% of Total | 998739 | Scafolding, Transpotation & Installation cost | LOT |  | Non varifiable
|  |  |  | Total | #REF!
Inclusive GST

## KFC_INT_SIGNAGES
KFC- LVL FF 041-HYDERABAD- Internal Signages Pan India
Sr No | Description | UOM | QTY | Final Rates FY 23-24 | Amount | Remark
1 | 10mm acrylic with router cut and PU coated. | Sqft | 25 |  |  | 1.FRONT FAÇADE ELEVATION-QUALITY ARTWORK 2.REAR SIDE FAÇADE ELEVATION-LETTERS
2 | 10mm acrylic with router cut and PU coated artwork Edge-Lit | Sqft | 55 |  |  | 1.RHS FAÇADE ELE- ILFG LETTERS EDGELIT 2.REAR FAÇADE ELE-BLACK CIRCULAR BOX EDGELIT
3 | 10mm acrylic with router cut and PU coated artwork Back-Lit | Sqft | 40 |  |  | 1.FRONT FAÇADE ELEVATION-COLONEL ARTWORK BACKLIT 2.FRONT FAÇADE ELEVATION-6NOS. RED STRIPES BACKLIT 3.REAR SIDE FAÇADE ELEVATION-COLONEL FACE BACKLIT
4 | Mandatory Signages / Dumpster signages 30 - 50 Nos. + 2-3 nos. SS plate S.S. Address plates signages | Nos. | 1 |  |  | LOCATION TO BE DECIDED AS PER SITE CONDITION
5 | License display (STANDARD) - 3mm and 5mm sandwich acrylic with 4 SS Studs | Nos. | 5 |  |  | LOCATION TO BE DECIDED AS PER SITE CONDITION
| Grand TOTAL |  |  |  | #REF!

## KFC_EXT_SIGNAGES
KFC- LVL FF 041-HYDERABAD- External Signages Pan India
Sr No | Description | UOM | QTY | Final Rates FY 23-24 | Amount | Remark
1 | ENGLISH Letters - KFC- 3d Aluminium molded letters with front 040 acrylic letters using acrylic sheet semi transparent 3mm + SAMSUNG LED + waterproof drivers
| KFC- 3d Signage | Sqft | 22 |  | 0 | 450MM HT. ENGLISH LETTER (WHITE LETTER) FOR FRONT FAÇADE & 600MM HT. ENGLISH LETTER (RED LETTER) FOR REAR SIDE FAÇADE
2 | Round / Rectangular logo on the signage - Colonel photo with print - 3d Aluminium molded letters with front 040 acrylic letters using acrylic sheet semi transparent 3mm + SAMSUNG LED + waterproof drivers
| Bucket Logo | Sqft | 20 |  | 0 | 1 NOS FOR RHS FAÇADE (1300MM X 1300MM WITH KFC LETTER)
3 | 55" LED DIGITAL PROMO PANEL | Nos | 1
4 | SOK (SELF ORDER KIOSK) | Nos | 2
5 | KDS | Nos | 2
6 | 43" DMB (Digital Menu Board) | Nos | 4
7 | 32" CDS | Nos | 1
8 | Order Pickup
8.1 | Order - Acrylic 3D Backlit Letters(Front WHITE and Sides Black) to fix on red band with Red Samsung LEDs and SMPS | Nos | 1 |  |  | 395MM X 200MM HT.
8.2 | Pickup - Acrylic 3D Backlit Letters (Front WHITE and Sides Black) to fix on red band with Red Samsung LEDs and SMPS | Nos | 1 |  | 0 | 500MM X 200MM HT.
9 | Ala carte- Al anodized single side backlit box [2" thk]Aluminium anodized Clip-on board with LED & Acrylic sheets (one white/one clear), as per approved design | Sqft | 20 |  | 0 | 2 NOS.
| Grand TOTAL |  |  |  | #REF!

## KFC & PH Bulk Order (hidden)
Sr. No | Equipment name / Capex Description / Short Des | Reference Images | Long Description | Proforma Invoice Description | PO Description | Proforma/PO/Invoice Description | HSN Code | Asset Master Description (WITHIN 40) | UOM | Rate | Brand | Identification
1 | Main LT Panel |  |  | Main LT Panel | Main LT Panel | Main LT Panel
1a | [5 empty] | MAIN LT PANEL-PH-WITH DOL WITHOUT VFD | 8537 | MAIN LT PANEL-PH-WITH DOL WITHOUT VFD | Nos. | 176652.26 | PH | Non varifiable
1b |  |  | Supply of main LT Panel KFC – HS – with VFD & Dol Starter | MLTP-KFC-HS-with VFD+DOL | MLTP- KFC -HS - with VFD + DOL | MLTP- KFC -HS - with VFD + DOL | 8537 | Main LT Panel KFC-HS with VFD + DOL | Nos. | 250638.36 | KFC | Non varifiable
1c |  |  | Supply of main LT Panel KFC -FC - with VFD& Dol Starter | MLTP-KFC-FC-with VFD+DOL | MLTP- KFC -FC - with VFD+ DOL | MLTP- KFC -FC - with VFD+ DOL | 8537 | Main LT Panel KFC-FC with VFD + DOL | Nos. | 246645.66 | KFC | Non varifiable
1d |  |  | Supply of main LT Panel KFC – FC – without Dol starter & VFD | MLTP-KFC-FC-without VFD+DOL | MLTP- KFC – FC – without VFD + DOL | MLTP- KFC – FC – without VFD + DOL | 8537 | Main LT Panel KFC-FC without VFD + DOL | Nos. | 189661.32 | KFC | Non varifiable
1e | UPS DB 1 |  |  | UPS DB-1 | UPS DB-1 | UPS DB-1 | 8537 | UPS DB-1 | Nos. | 5925.35 | KFC / PH | Non varifiable
1f | UPS DB 2 |  |  | UPS DB-2 | UPS DB-2 | UPS DB-2 | 8537 | UPS DB-2 | Nos. | 5431.57 | KFC / PH | Non varifiable
2 | Weighing Scale (5 kg) |  |  | Electronic Weighing Scale Cap : 5 kG | Electronic Weighing Scale Cap : 5 kG | Electronic Weighing Scale Cap : 5 kG | 8423 | Electronic Weighing Scale Cap : 5 kG | Nos. | 3190 | KFC | Varifiable
[6 empty] | ELECTRONIC WEIGHING SCALE CAP : 15 KG | 8423 | ELECTRONIC WEIGHING SCALE CAP : 15 KG | Nos. | 3200 | PH | Varifiable
[6 empty] | ELECTRONIC WEIGHING SCALE CAP : 100 KG | 8423 | ELECTRONIC WEIGHING SCALE CAP : 100 KG | Nos. | 6680 | PH | Varifiable
3 | Dry store racks - neelkamal |  | NSS UNIVERSAL STORAGE SYSTEM STARTER RACK 5 SHELF 900X600X1850MM | STARTER RACK 5 SHELF - 900X600X1850MM | STARTER RACK 5 SHELF - 900X600X1850MM | Dry store racks - neelkamal |  | Dry store racks - neelkamal
[6 empty] | STARTER RACK 5 SHELF - 900X600X1850MM | 9403 | STARTER RACK 5 SHELF-900X600X1850MM | Nos. | 4497 | KFC / PH | Varifiable
|  |  | NSS UNIVERSAL STORAGE SYSTEM STARTER RACK 5 SHELF 1300X600X1850MM | STARTER RACK 5 SHELF - 1300X600X1850MM | STARTER RACK 5 SHELF - 1300X600X1850MM | STARTER RACK 5 SHELF - 1300X600X1850MM | 9403 | STARTER RACK 5 SHELF-1300X600X1850MM | Nos. | 5413 | KFC / PH | Varifiable
4 | Lockers (8 compartments) |  | Lockers cabinet of overall size:- 24” x 12” x 78”Ht with 8 compartments. Size of each compartment 18”Ht x 12”L with staple locking arrangement painted in T.A.Grey colour.Lockers with plastic base. | Lockers 8 compartments Size 24” x 12” x 78”Ht | Lockers 8 compartments Size 24” x 12” x 78”Ht | Lockers 8 compartments Size 24”x12”x78”Ht | 9403 | Lockers 8 compartments Size 24”x12”x78” | Nos. | 7455 | KFC / PH | Varifiable
4a | Lockers (12 compartments) |  | Lockers cabinet of overall size:- 36” x 12”D x 78”Ht with 12 compartments. Size of each compartment 18”Ht x 12”L with staple locking arrangement painted in grey colour. Lockers with plastic base. | Lockers 12 compartments Size 36” x 12”D x 78”H | Lockers 12 compartments Size 36” x 12”D x 78”H | Lockers 12 compartments Size 36” x 12”D x 78”H | 9403 | Lockers 12 compartments Size 36”x12”x78” | Nos. | 10275 | KFC / PH | Varifiable
5 | Safe godrej |  |  | Godrej Rhino V1 Safe | Godrej Rhino V1 Safe | Godrej Rhino V1 Safe | 83030000 | Godrej Rhino V1 Safe | Nos. | 12550 | KFC / PH | Varifiable
6 | Euronics Air curtains
6a | 3 feet long |  | CENTRIFUGAL AIR CURTAIN - AIR THROW : 21 M/S EURONICS MS POWDER COATED. RECOMMENDED FOR HEIGHT UPTO 8 FT. 3FT PRODUCT , WITH 3 BLOWERS & 2 MOTORS - EAC3 | Euronics Air Curtain 3FT with Sensor - EAC3 | Euronics Air Curtain 3FT with Sensor - EAC3 | Euronics Air Curtain 3FT with Sensor - EAC3 | 84148019 | 3FT AIR CURTAIN EURONICS-EAC3 | Nos. | 10520 | KFC / PH | Varifiable
6b | 4 feet long |  | CENTRIFUGAL AIR CURTAIN - AIR THROW : 21 M/S EURONICS MS POWDER COATED. RECOMMENDED FOR HEIGHT UPTO 8 FT. 4FT PRODUCT , WITH 4 BLOWERS & 2 MOTORS - EAC4 | Euronics Air Curtain 4FT with Sensor - EAC4 | Euronics Air Curtain 4FT with Sensor - EAC4 | Euronics Air Curtain 4FT with Sensor - EAC4 | 84148019 | 4FT AIR CURTAIN EURONICS-EAC4 | Nos. | 11250 | KFC / PH | Varifiable
6c | 5 feet long |  | CENTRIFUGAL AIR CURTAIN - AIR THROW : 21 M/S EURONICS MS POWDER COATED. RECOMMENDED FOR HEIGHT UPTO 8 FT. 5FT PRODUCT , WITH 5 BLOWERS & 3 MOTORS - EAC5 | Euronics Air Curtain 5FT with Sensor - EAC5 | Euronics Air Curtain 5FT with Sensor - EAC5 | Euronics Air Curtain 5FT with Sensor - EAC5 | 84148019 | 5FT AIR CURTAIN EURONICS-EAC5 | Nos. | 14152 | KFC / PH | Varifiable
6d | Censor |  | SENSOR FOR SLIM AIR CURTAIN DOOR.FOR SINGLE AS WELL AS DOUBLE LEAF , PUUL & PUSH DOOR | SENSOR FOR SLIM AIR CURTAIN DOOR.FOR SINGLE AS WELL AS DOUBLE LEAF , PUUL & PUSH DOOR |  | SENSOR FOR AIR CURTAIN | 8414 | SENSOR FOR AIR CURTAIN | Nos. | 2335 | KFC / PH | Varifiable
7 | Fire extinguishers
7a | 2kg ABC |  | New ABC Store Pressure type Fire Extinguisher 2kg Capacity epoxy powder coated from inside and outside with gauge and controllable discharge, with squeeze grip type handle as per B.I.S. specification No. 15683 | Fire extinguisher ABC Type F/E 2KG Capacity | Fire extinguisher ABC Type F/E 2KG Capacity | Fire extinguisher ABC Type F/E 2KG Capacity | 8424 | FIRE EXTINGUISHER ABC TYPE 2KG | Nos. | 720 | KFC / PH | Varifiable
7b | 4kg ABC |  | New ABC Store Pressure type Fire Extinguisher 4kg Capacity epoxy powder coated from inside and outside with gauge and controllable discharge, with squeeze grip type handle as per B.I.S. specification No. 15683 | Fire extinguisher ABC Type F/E 4KG Capacity | Fire extinguisher ABC Type F/E 4KG Capacity | Fire extinguisher ABC Type F/E 4KG Capacity | 8424 | FIRE EXTINGUISHER ABC TYPE 4KG | Nos. | 950 | KFC / PH | Varifiable
7c | 4.5kg CO2 |  | CO2 type Fire Extinguisher 4.5kg Capacity made from brand new imported seamless steel drawn steel cylinder with discharge bend and horn and supplied completed with initial charge as per IS-15683 specification | Fire extinguisher CO2 Type F/E 4.5KG Capacity | Fire extinguisher CO2 Type F/E 4.5KG Capacity | Fire extinguisher CO2 Type F/E 4.5KG Capacity | 8424 | FIRE EXTINGUISHER CO2 TYPE 4.5KG | Nos. | 3300 | KFC / PH | Varifiable
7d | 2kg clean agent |  | NEW CLEAN AGENT TYPE F/E 2KG CAPACITY | Fire extinguisher NEW CLEAN AGENT TYPE F/E 2KG CAPACITY | Fire extinguisher NEW CLEAN AGENT TYPE F/E 2KG CAPACITY | Fire extinguisher NEW CLEAN AGENT TYPE F/E 2KG CAPACITY | 8424 | FIRE EXTINGUISHER NEW CLEAN AGENT 2KG | Nos. | 3710 | KFC / PH | Varifiable
7e | 2kg K type |  | NEW K TYPE F/E 2KG CAPACITY. | Fire extinguisher K TYPE F/E 2LTR CAPACITY. | Fire extinguisher K TYPE F/E 2LTR CAPACITY. | Fire extinguisher K TYPE F/E 2LTR CAPACITY. | 8424 | FIRE EXTINGUISHER K TYPE 2LTR | Nos. | 3170 | KFC / PH | Varifiable
8 | Music System |  |  |  |  | Music System set |  | Music System set | Set | 61500 | KFC / PH | Non varifiable
8a |  |  |  | YAMAHA STEREO AMPLIFIER (130+130WATTS) | YAMAHA STEREO AMPLIFIER (130+130WATTS) | YAMAHA STEREO AMPLIFIER (130+130WATTS) | 85184000 | YAMAHA STEREO AMPLIFIER (130+130WATTS) | Nos. | 23948 | KFC / PH | Non varifiable
8b |  |  |  | LD BOX SPEAKERS ( CWMS-52) 30WATTS | LD BOX SPEAKERS ( CWMS-52) 30WATTS | LD BOX SPEAKERS ( CWMS-52) 30WATTS | 85182200 | LD BOX SPEAKERS ( CWMS-52) 30WATTS | Nos. | 5622.25 | KFC / PH | Non varifiable
8c |  |  |  | ACCESSORIES (INTERCONNECTING CORDS.PINS,ETC.) | ACCESSORIES (INTERCONNECTING CORDS.PINS,ETC.) | ACCESSORIES (INTERCONNECTING CORDS.PINS,ETC.) | 85444299 | ACCESSORIES (INTERCONNECTING CORDS.PINS) | Nos. | 685 | KFC / PH | Non varifiable
8d |  |  |  | YAMAHA SUB-WOOFER | YAMAHA SUB-WOOFER | YAMAHA SUB-WOOFER | 85182100 | YAMAHA SUB-WOOFER | Nos. | 14378 | KFC / PH | Non varifiable
8e | Installation |  |  | Installation of Equipments & Testing, commissioning charges | Installation of Equipments & Testing, commissioning charges | Installation of Equipments & Testing, commissioning charges | 00440233 | MUSIC SYSTEM INSTALLATION CHARGES | Nos. | 5000 | KFC / PH | Non varifiable
9 | Cambro racks for cold Rooms |  |  | POST B SHILVING 24X72 - Model CBPK2472480 | POST B SHILVING 24X72 - Model CBPK2472480 | Cambro racks for cold Rooms 4 ft | 9403 | Cambro racks for cold Rooms 4 ft | Set | 14956 | KFC / PH | Varifiable
9a | [5 empty] | POST B SHILVING 24X72 - Model CBPK2472480 | 9403 | POST B SHILVING 24X72-MODEL CBPK2472480 | Nos. | 2138 | KFC / PH | Varifiable
9b |  |  |  | SELF B SHELVING 24X48V1 - Model CBSK2448V1580 | SELF B SHELVING 24X48V1 - Model CBSK2448V1580 | SELF B SHELVING 24X48V1 - Model CBSK2448V1580 | 9403 | SELF B SHELVING24X48-MODEL CBSK2448V1580 | Nos. | 2670 | KFC / PH | Varifiable
[6 empty] | Cambro racks for cold Rooms 3 ft |  | Cambro racks for cold Rooms 3 ft | Set | 12744 | KFC / PH | Varifiable
9c |  |  |  | POST B SHILVING 24X72 - Model CBPK2472480 | POST B SHILVING 24X72 - Model CBPK2472480 | POST B SHILVING 24X72 - Model CBPK2472480 | 9403 | POST B SHILVING 24X72-MODEL CBPK2472480 | Nos. | 2138 | KFC / PH | Varifiable
9d |  |  |  | SELF B SHELVING 24X36V1 - Model CBSK2436V1580 | SELF B SHELVING 24X36V1 - Model CBSK2436V1580 | SELF B SHELVING 24X36V1 - Model CBSK2436V1580 | 9403 | SELF B SHELVING24X36-MODEL CBSK2436V1580 | Nos. | 2117 | KFC / PH | Varifiable
10 | Panasonic Rice Cooker (model - 972D) |  |  | RICE COOKER - 7.2 LITRES - PANASONIC 972-D | RICE COOKER - 7.2 LITRES - PANASONIC 972-D | RICE COOKER - 7.2 LITRES - PANASONIC 972-D | 7321 | RICE COOKER -7.2 LITRES-PANASONIC 972-D | Nos. | 9200 | KFC / PH | Varifiable
12 | Panasonic Rice Cooker (model - 942D) |  |  | RICE COOKER - 4.2 LITRES PANASONIC 942-D | RICE COOKER - 4.2 LITRES PANASONIC 942-D | RICE COOKER - 4.2 LITRES PANASONIC 942-D | 7321 | RICE COOKER-4.2 LITRES-PANASONIC 942-D | Nos. | 4100 | KFC / PH | Varifiable
13 | Ups with battery (to fit into IT rack)(6kva) |  | 6 KVA BPE Rackmount OnLineUPS System with Inbuilt Batteries and Rack Kit. ModelNo : MP1106B16 | 6 KVA BPE UPS Model No : MP1106B16 | 6 KVA BPE UPS Model No : MP1106B16 | 6 KVA BPE UPS Model No : MP1106B16 | 85044090 | 6 KVA BPE UPS MODEL NO : MP1106B16 | Nos. | 80000 | KFC / PH | Varifiable
14 | Ups with battery (to fit into IT rack)(3kva) |  | 3KVA BPE Rackmount 0nLineUPS System with Inbuilt Batteries and Rack Kit. Model No : MP1103B6 | 3 KVA BPE UPS Model No : MP1103B6 | 3 KVA BPE UPS Model No : MP1103B6 | 3 KVA BPE UPS Model No : MP1103B6 | 85044090 | 3 KVA BPE UPS MODEL NO : MP1103B6 | Nos. | 30000 | KFC / PH | Varifiable
15 | Pesto flash PCI |  | Spider Fly Catcher with 3 UV Tubelights, SLEEVED / COATED UV TUBELIGHTS - 12000HRS DUTY CYCLE | Spider Fly Catcher with 3 UV Tubelights, SLEEVED / COATED UV TUBELIGHTS - 12000HRS DUTY CYCLE | Spider Fly Catcher with 3 UV Tubelights | Spider Fly Catcher with 3 UV Tubelights | 85437099 | FLY CATCHER - SPIDER 3 UV TUBELIGHTS | Nos. | 7594 | KFC / PH | Varifiable
16 | CC TV Camera set Up |  |  |  |  | CC TV Camera set Up 16 Camera |  | CC TV Camera set Up 16 Camera | Set | 41450 | KFC / PH | Varifiable
16 | CC TV Camera set Up |  |  |  |  | CC TV Camera set Up 8 Camera |  | CC TV Camera set Up 8 Camera | Set | 25500 | KFC / PH | Varifiable
16 | CC TV Camera set Up |  | INDOOR IR NIGHT VISION DOME CAMERAS - HD DOME 1MP RESOLUTION, 2.8MM WIDE ANGLED 10-20MTR IR RANGE MAKE - HIKVISION | INDOOR IR NIGHT VISION DOME CAMERAS - HD DOME 1MP RESOLUTION, 2.8MM WIDE ANGLED 10-20MTR IR RANGE MAKE - HIKVISION | INDOOR IR NIGHT VISION DOME CAMERAS - HD DOME 1MP RESOLUTION, 2.8MM WIDE ANGLED 10-20MTR IR RANGE MAKE - HIKVISION | INDOOR IR NIGHT VISION DOME CAMERAS - HD DOME 1MP RESOLUTION, 2.8MM WIDE ANGLED 10-20MTR IR RANGE MAKE - HIKVISION | 85258020 | INDOOR NIGHT VISION DOME CAMERA-10MTR | Nos. | 975 | KFC / PH | Non varifiable
|  |  | OUTDOOR IR NIGHT VISION BULLET CAMERAS - HD BULLET 1MP RESOLUTION, 10-20MTR IR RANGE, MAKE- HIKVISION | OUTDOOR IR NIGHT VISION BULLET CAMERAS - HD BULLET 1MP RESOLUTION, 10-20MTR IR RANGE, MAKE- HIKVISION | OUTDOOR IR NIGHT VISION BULLET CAMERAS - HD BULLET 1MP RESOLUTION, 10-20MTR IR RANGE, MAKE- HIKVISION | OUTDOOR IR NIGHT VISION BULLET CAMERAS - HD BULLET 1MP RESOLUTION, 10-20MTR IR RANGE, MAKE- HIKVISION | 85258020 | OUTDOOR NIGHT VISION BULLET CAMERA-10MTR | Nos. | 1125 | KFC / PH | Non varifiable
|  |  | POWER SUPPLY, CONNECTORS & ACCESSORIES - ANALOG CAMERA MAKE- AVG | POWER SUPPLY, CONNECTORS & ACCESSORIES - ANALOG CAMERA MAKE- AVG | POWER SUPPLY, CONNECTORS & ACCESSORIES - ANALOG CAMERA MAKE- AVG | POWER SUPPLY, CONNECTORS & ACCESSORIES - ANALOG CAMERA MAKE- AVG | 8504 | POWER SUPPLY, CONNECTORS & ACCESSORIES | Nos. | 400 | KFC / PH | Non varifiable
|  |  | 8 CHANNEL DIGITAL VIDEO RECORDER WITH 1 HDD SLOT. AUDIO IN - 1MP COMPATIBLE. Make-HIKVISION | 8 CHANNEL DIGITAL VIDEO RECORDER WITH 1 HDD SLOT. AUDIO IN - 1MP COMPATIBLE. Make-HIKVISION | 8 CHANNEL DIGITAL VIDEO RECORDER WITH 1 HDD SLOT. AUDIO IN - 1MP COMPATIBLE. Make-HIKVISION | 8 CHANNEL DIGITAL VIDEO RECORDER WITH 1 HDD SLOT. AUDIO IN - 1MP COMPATIBLE. Make-HIKVISION | 8521 | 8 CHANNEL DVR | Nos. | 4800 | KFC / PH | Non varifiable
|  |  | 16 CHANNEL DIGITAL VIDEO RECORDER WITH 1 HDD SLOT, 1 AUDIO IN - 1MP COMPATIBLE. Make -HIKVISION | 16 CHANNEL DIGITAL VIDEO RECORDER WITH 1 HDD SLOT, 1 AUDIO IN - 1MP COMPATIBLE. Make -HIKVISION | 16 CHANNEL DIGITAL VIDEO RECORDER WITH 1 HDD SLOT, 1 AUDIO IN - 1MP COMPATIBLE. Make -HIKVISION | 16 CHANNEL DIGITAL VIDEO RECORDER WITH 1 HDD SLOT, 1 AUDIO IN - 1MP COMPATIBLE. Make -HIKVISION | 8521 | 16 CHANNEL DVR | Nos. | 7250 | KFC / PH | Non varifiable
|  |  | 19 INCH HDMI MONITOR Make - LG | 19 INCH HDMI MONITOR Make - LG | 19 INCH HDMI MONITOR Make - LG | 19 INCH HDMI MONITOR Make - LG | 8528520 | MONITOR - 19 INCH | Nos. | 4600 | KFC / PH | Non varifiable
|  |  | 3TB SURVEILLANCE HDD. Make - WD-PURPLE | 3TB SURVEILLANCE HDD. Make - WD-PURPLE | 3TB SURVEILLANCE HDD. Make - WD-PURPLE | 3TB SURVEILLANCE HDD. Make - WD-PURPLE | 84717020 | 3TB HARD DISK | Nos. |  | KFC / PH | Non varifiable
|  |  | 2TB SURVEILLANCE HDD. Make - WD-PURPLE | 2TB SURVEILLANCE HDD. Make - WD-PURPLE | 2TB SURVEILLANCE HDD. Make - WD-PURPLE | 2TB SURVEILLANCE HDD. Make - WD-PURPLE | 84717020 | 2TB HARD DISK | Nos. | 4800 | KFC / PH | Non varifiable
|  |  | 4TB SURVEILLANCE HDD. Make - WD-PURPLE | 4TB SURVEILLANCE HDD. Make - WD-PURPLE | 4TB SURVEILLANCE HDD. Make - WD-PURPLE | 4TB SURVEILLANCE HDD. Make - WD-PURPLE | 84717020 | 4TB HARD DISK. | Nos. | 7300 | KFC / PH | Non varifiable
17 | CC TV Camera Installation | NA | CAMERA FITTING, ANGLE & VIEW SETTING CHARGES | CAMERA FITTING, ANGLE & VIEW SETTING CHARGES | CAMERA FITTING, ANGLE & VIEW SETTING CHARGES | CAMERA FITTING, ANGLE & VIEW SETTING CHARGES | 995461 | CAMERA FITTING CHARGES | Nos. | 300 | KFC / PH | Non varifiable
|  |  | 16CH - INSTALLATION, TESTING COMMISIONING CHARGES - MUMBAI BASED LOCATIONS. | 16CH - INSTALLATION, TESTING COMMISIONING CHARGES - MUMBAI BASED LOCATIONS. | 16CH - INSTALLATION, TESTING COMMISIONING CHARGES - MUMBAI BASED LOCATIONS. | 16CH - INSTALLATION, TESTING COMMISIONING CHARGES - MUMBAI BASED LOCATIONS. | 995461 | 16CH DVR FITTING & INTEGRATION CHARGE LO | Nos. | 5000 | KFC / PH | Non varifiable
|  |  | 16CH - INSTALLATION, TESTING COMMISIONING CHARGES - OUT OF MUMBAI BASED LOCATIONS | 16CH - INSTALLATION, TESTING COMMISIONING CHARGES - OUT OF MUMBAI BASED LOCATIONS | 16CH - INSTALLATION, TESTING COMMISIONING CHARGES - OUT OF MUMBAI BASED LOCATIONS | 16CH - INSTALLATION, TESTING COMMISIONING CHARGES - OUT OF MUMBAI BASED LOCATIONS | 995461 | 16CH DVR FITTING & INTEGRATION CHARGE OS | Nos. | 7500 | KFC / PH | Non varifiable
|  |  | 8CH - INSTALLATION, TESTING COMMISIONING CHARGES - MUMBAI BASED LOCATIONS. | 8CH - INSTALLATION, TESTING COMMISIONING CHARGES - MUMBAI BASED LOCATIONS. | 8CH - INSTALLATION, TESTING COMMISIONING CHARGES - MUMBAI BASED LOCATIONS. | 8CH - INSTALLATION, TESTING COMMISIONING CHARGES - MUMBAI BASED LOCATIONS. | 995461 | 8CH DVR FITTING & INTEGRATION CHARGE LO | Nos. | 3000 | KFC / PH | Non varifiable
|  |  | 8CH - INSTALLATION, TESTING COMMISIONING CHARGES - OUT OF MUMBAI BASED LOCATIONS. | 8CH - INSTALLATION, TESTING COMMISIONING CHARGES - OUT OF MUMBAI BASED LOCATIONS. | 8CH - INSTALLATION, TESTING COMMISIONING CHARGES - OUT OF MUMBAI BASED LOCATIONS. | 8CH - INSTALLATION, TESTING COMMISIONING CHARGES - OUT OF MUMBAI BASED LOCATIONS. | 995461 | 8CH DVR FITTING & INTEGRATION CHARGE OS | Nos. | 5000 | KFC / PH | Non varifiable
18 | Bonpet with installation |  |  | Bonpet Fire Extinguisher | Bonpet Fire Extinguisher | Bonpet Fire Extinguisher | 84241000 | Bonpet Fire Extinguisher | Nos. | 11700 | KFC | Varifiable
19 | Maintenance tool kit |  |  | Tool Kit | Tool Kit | Tool Kit | 8444 | Tool Kit | Nos. | 16635 | KFC | Varifiable
20 | Q-Manager Post (with red color KFC printed ribbon) |  |  | Q Managers | Q Managers | Q Managers | 7326 | Q Managers | Nos. | 1730 | KFC | Non varifiable
21 | IT rack (42U) with 4 shelves |  |  |  |  | IT rack (42U) with 4 shelves Set |  | IT rack (42U) with 4 shelves Set | Set | 34380 | KFC / PH | Varifiable
21a | IT rack (42U) with 4 shelves |  | D-Link 42U Network Enclosure Frame -600X1000 Rack 6,10,000.00pcs30,500.0020 pcsNFR-42U-6010-BL-SK85381010 Casters Set of 4 Adjustable Levellers set of 4 Glass Door-600-42U Hexagonal Perforated Door-42-600 Side Panels-1000-42U-Vented (Set of 2 Mounting Hardware-(Pack of 20) FHU with 4 FAN 360CFM Vertical Power Distribution Unit with 12 x 5/15 sockets Round Pin, 230 Volts AC, 32 Amp with Plug Horz. Cable Manager-1U-Loop | D-link IT rack 42U- 600 X 1000 | D-link IT rack 42U- 600 X 1000 | D-link IT rack 42U- 600 X 1000 | 85381010 | DLINK 42U NETWORK FRAME-IT RACK-600X1000 | Nos. | 29980 | KFC / PH | Varifiable
21b | Dlink IT rack Shelf 1000 ( NRA-SLF-1000) |  |  | Dlink Shelf 1000 ( NRA-SLF-1000) | Dlink Shelf 1000 ( NRA-SLF-1000) | Dlink Shelf 1000 ( NRA-SLF-1000) | 85381010 | DLINK SHELFM1000 (NRA-SLF-1000) | Nos. | 1100 | KFC / PH | Varifiable
23 | Paper towel holder (kimberly) |  |  | 69590 DISP AQUARIUS ROLLED TW Kimberly | 69590 DISP AQUARIUS ROLLED TW Kimberly | 69590 DISP AQUARIUS ROLLED TW Kimberly | 39259090 | 69590 DISP AQUARIUS ROLLED TW Kimberly | Nos. | 6785 | KFC | Varifiable
24 | Roll stand |  |  | 1055 KC Professional Roll Stand | 1055 KC Professional Roll Stand | 1055 KC Professional Roll Stand | 3925 | 1055 KC Professional Roll Stand | Nos. | 1870 | PH | Varifiable
25 | Commercial Induction Top 28*15 2000 Wt Panasonic |  |  |  |  | Commercial Induction Top 28*15 2000 Wt Panasonic |  | Commercial Induction Top 28*15 2000 Wt | Nos. | 2921 | PH | Varifiable
26 | Commercial Microwave Oven LG 2043DB | Commercial Microwave Oven LG 2043DB |  |  |  | Commercial Microwave Oven LG 2043DB |  | Commercial Microwave Oven LG 2043DB | Nos. | 4821 | PH | Varifiable
27 | RO plant with RWTP & UV (500lph) - purchase |  |  | RO Plant 500 Lph With UV with Water Treatment Plant | RO Plant 500 Lph With UV with Water Treatment Plant | RO Plant 500 Lph With UV&Water Treatment Plant | 8421 | RO PLANT-500 LPH WITH UV+RWTP+CABINET | Nos. | 140000 | KFC | Varifiable
27b | [5 empty] | RO PLANT-250 LPH WITH UV&WATER TREATMENT PLANT | 8421 | RO PLANT-250 LPH WITH UV+RWTP+CABINET | Nos. | 130000 | PH | Varifiable
27c | Installation Charge |  |  | Installation Charge | Installation Charge | Installation Charge | 998732 | Installation Charge | Nos. | Included | KFC / PH | Non varifiable
27d | Freight and Cartage |  |  | Freight and Cartage | Freight and Cartage | Freight and Cartage | 996521 | Freight and Cartage | Nos. | Included | KFC / PH | Non varifiable
28 | Gas Pipeline with Gas Bank, solenoid valve with installation |  |  | KFC With GAS bank - Local | KFC With GAS bank - Local | KFC With GAS bank - Local | 8481 | GAS PIPELINE WITH ALL FITTINGS - Local | lot | 100843 / 84237 | KFC / PH | Non varifiable
|  |  |  | KFC With GAS bank - Outstation | KFC With GAS bank - Outstation | KFC With GAS bank - Outstation | 8481 | GAS PIPELINE WITH ALL FITTINGS-Outstation | lot | 115237 / 99148 | KFC / PH | Non varifiable
|  |  |  | KFC Without GAS bank - Local | KFC Without GAS bank - Local | KFC Without GAS bank - Local | 8481 | GAS PIPELINE & GAS BANK WITH ALL FITTING | lot | 177962 / 118640 | KFC / PH | Non varifiable
|  |  |  | KFC Without GAS bank - Outstation | KFC Without GAS bank - Outstation | KFC Without GAS bank - Outstation | 8481 | GAS PIPELINE & GAS BANK WITH ALL FITTING | lot | 194911 / 135589 | KFC / PH | Non varifiable
|  |  |  | Gas pipeline Installation charges | Gas pipeline Installation charges | Gas pipeline Installation charges | 995464 | Gas pipeline Installation charges | lot | Included | KFC / PH | Non varifiable
29 | Gas Detector censor with Panel (3 detectors) |  |  | KFC GLD With Gas bank & Without Gas bank -Local | KFC GLD With Gas bank & Without Gas bank -Local | KFC GLD With Gas bank & Without Gas bank -Local | 8481 | GAS LEAK DETECTOR FOR GAS BANK | lot | 55081 / 50843 | KFC / PH | Varifiable
|  |  |  | KFC GLD With Gas bank & Without Gas bank - Outstation | KFC GLD With Gas bank & Without Gas bank - Outstation | KFC GLD With Gas bank & Without Gas bank - Outstation | 8481 | GAS LEAK DETECTOR FOR WITHOUT GAS BANK | lot | 57623 / 50843 | KFC / PH | Varifiable
[6 empty] | MCC-1322-MS Gas Panel | 85423100 | MCC-1322-MS GAS PANEL | Nos. | Included | KFC / PH | Non varifiable
[6 empty] | HOOTER | 9027 | HOOTER | Nos. | Included | KFC / PH | Non varifiable
[6 empty] | BULL NOSE SET | 7412 | BULL NOSE SET | Nos. | Included | KFC / PH | Non varifiable
|  |  |  | GLD Installation charges | GLD Installation charges | INSTALATION CHARGES FOR GLD | 995461 | INSTALATION CHARGES FOR GLD | lot | Included | KFC / PH | Non varifiable
30 | Fire suppression system |  | Supply, Installation, Testing and Commissioning of Kitchen Fire Suppression System. Hood Size 2300 + 900mm | Supply, Installation, Testing and Commissioning of Kitchen Fire Suppression System. Hood Size 2300 + 900mm | kitchen Fire suppression system Hood Size 2300 + 900mm | kitchen Fire suppression system Hood Size 2300 + 900mm | 84249000 | KITCHEN FIRE SUPPRESSION SYSTEM-2300+900 | Nos. | 205500 | KFC | Varifiable
30b |  |  | Supply, Installation, Testing and Commissioning of Kitchen Fire Suppression System. Hood Size 2300mm | Supply, Installation, Testing and Commissioning of Kitchen Fire Suppression System. Hood Size 2300mm | kitchen Fire suppression system Hood Size 2300 | kitchen Fire suppression system Hood Size 2300 | 84249000 | KITCHEN FIRE SUPPRESSION SYSTEM-2300 | Nos. | 122000 | PH | Varifiable
30c | Installation |  |  | Installation Charges | Installation Charges | Installation Charges | 995468 | INSTALLATION CHARGES | Nos. | Included | KFC / PH | Non varifiable
31 | Solenoid valve for fire supression |  | SOLENOID VALVE DN 25 OF MADAS MAKE INCLUDING CUSTOM MADE FORGED COATED ADAPTERS AT BOTH ENDS. | SOLENOID VALVE DN 25 OF MADAS MAKE INCLUDING CUSTOM MADE FORGED COATED ADAPTERS AT BOTH ENDS. | SOLENOID VALVE DN 25 | SOLENOID VALVE DN 25 | 8481 | SOLENOID VALVE DN 25 | Nos. | 10169.5 | KFC / PH | Non varifiable
32 | Genset incl installation & compliaces
33a | 125 kva |  | 125 KVA (3 Phase) DG Set with KOEL iGREEN engine model (4K1080TA G2) coupled to KOEL iGREEN alternator with AMF Panel, fuel tank, battery along with Sound Proof Acoustic Enclosure, & all standard accessories & iGREEN feature | 125 KVA (3 Phase) DG Set | 125 KVA (3 Phase) DG Set | 125 KVA (3 Phase) DG Set | 85021200 | 125 KVA (3 PHASE) DG SET | Nos. | 590000 | KFC | Varifiable
33b | 82.5 KVA |  | Supply of 82.5 KVA three phase Silent DG Set comprising of “EICHER/TMTL Engines” model 1121ES, coupled to CG/Stamford/LS make 82.5 KVA, 415 Volt alternator mounted on a common base frame along with other accessories i.e. AMF Control Panel, Fuel tank, Battery with leads. | 82.5 KVA (3 Phase) DG Set | 82.5 KVA (3 Phase) DG Set | 82.5 KVA (3 Phase) DG Set | 85021200 | 82.5 KVA (3 PHASE) DG SET | Nos. | 473000 | PH | Varifiable
33d | Freight |  |  | Freight Charges | Freight Charges | Freight Charges | 9965 | FREIGHT CHARGES | Nos. | Extra as applicable | KFC / PH | Non varifiable
33e | Installation + lisence fees |  | Installation + lisence fees | Unloading and Shifting Charges | Unloading and Shifting Charges | Installation + lisence fees |  |  | Lot | 136500 | KFC / PH | Non varifiable
[6 empty] | Unloading and Shifting Charges | 9967 | UNLOADING AND SHIFTING CHARGES | Nos.
|  |  |  | PCC Foundation | PCC Foundation | PCC Foundation |  | PCC FOUNDATION | Nos.
|  |  |  | GI Plate type earthing for neutral earthing. | GI Plate type earthing for neutral earthing. | GI Plate type earthing for neutral earthing. | 8545 | GI PLATE FOR NEUTRAL EARTHING | Nos.
|  |  |  | GI Strip 25x03 mm | GI Strip 25x03 mm | GI Strip 25x03 mm | 8545 | GI STRIP 25X03 MM | mtrs
|  |  |  | MS Exhaust Pipe 5" dia. | MS Exhaust Pipe 5" dia. | MS Exhaust Pipe 5" dia. | 7304 | MS EXHAUST PIPE 5" DIA. | Mtrs
|  |  |  | Mineral wool insulation of exhaust pipe. | Mineral wool insulation of exhaust pipe. | Mineral wool insulation of exhaust pipe. | 7304 | MINERAL WOOL INSULATION OF EXHAUST PIPE. | Nos.
|  |  |  | MS Support structure of exhaust pipe. (At Actual) | MS Support structure of exhaust pipe. (At Actual) | MS Support structure of exhaust pipe. (At Actual) | 7304 | MS SUPPORT STRUCTURE OF EXHAUST PIPE. | KG
|  |  |  | EB approval of 82.5 KVA SDG Set. | EB approval of 82.5 KVA SDG Set. | EB approval of 82.5 KVA SDG Set. | 9987 | EB APPROVAL OF 82.5 KVA SDG SET. | Job
|  |  |  | EB approval of 125 KVA SDG Set. | EB approval of 125 KVA SDG Set. | EB approval of 125 KVA SDG Set. | 9987 | EB APPROVAL OF 125 KVA SDG SET. | Job
|  |  |  | 100 Ltrs Fuel and handling Charges | 100 Ltrs Fuel and handling Charges | 100 Ltrs Fuel and handling Charges |  | 100 LTRS FUEL AND HANDLING CHARGES | Job
|  |  |  | Installation and comissioning charges | Installation and comissioning charges | Installation and comissioning charges | 9987 | INSTALLATION AND COMISSIONING CHARGES | Job
|  |  |  | Control Cabling | Control Cabling | Control Cabling |  | CONTROL CABLING | Mtrs
|  |  | Power Cabling- 3½ Core 95 sq.mm 1.1 KV Grade Aluminium Ar. Cable | Power Cabling- 3½ Core 95 sq.mm 1.1 KV Grade Aluminium Ar. Cable | Power Cabling- 3½ Core 95 sq.mm 1.1 KV Grade Aluminium Ar. Cable | Power Cabling- 3½ Core 95 sq.mm 1.1 KV Grade Aluminium Ar. Cable |  | POWER CABLING- 3½ CORE 95 SQ.MM | Mtrs
|  |  |  | End Termination | End Termination | End Termination |  | END TERMINATION | Mtrs
34 | AVR incl installation
| 125 kva |  | KRYKARD Servo Controlled Voltage Stabiliser Automatic Voltage Regulator 125kVA Aircooled Indoor Model AU4080 | KRYKARD Servo Stabiliser 125kVA AU4080 | KRYKARD Servo Stabiliser 125kVA AU4080 | KRYKARD Servo Stabiliser 125kVA AU4080 | 9032 | KRYKARD SERVO STABILISER 125 KVA AU4080 | Nos. | 127350 | KFC / PH | Varifiable
| 150 kva |  |  |  |  | KRYKARD SERVO STABILISER 150 KVA AU4080 | 9032 | KRYKARD SERVO STABILISER 150 KVA AU4080 | Nos. | 133700 | KFC / PH | Varifiable
| 100 kva |  |  |  |  | KRYKARD SERVO STABILISER 100 KVA AU4080 | 9032 | KRYKARD SERVO STABILISER 100 KVA AU4080 | Nos. | 115250 | KFC / PH | Varifiable
| 75 kva |  |  |  |  | KRYKARD SERVO STABILISER 75 KVA AU4080 | 9032 | KRYKARD SERVO STABILISER 75 KVA AU4080 | Nos. | 88600 | KFC / PH | Varifiable
| 50 kva |  |  |  |  | KRYKARD SERVO STABILISER 50 KVA AU4080 | 9032 | KRYKARD SERVO STABILISER 50 KVA AU4080 | Nos. | 52000 | KFC / PH | Varifiable
35 | Bikes and Allied |  |  | CT 100KS Alloy | CT 100KS Alloy | CT 100KS Alloy | 87112029 | Bike CT 100KS Alloy | Nos. | On Actual | KFC / PH | Varifiable
36 | HVAC ( Low side ) |  | HVAC low site work As per Annexure | HVAC low site work | HVAC low site work | HVAC low site work | 995468 | HVAC LOW SITE WORK | Lot | Site Specific | KFC / PH | Non varifiable
37 | Walk-in Chillers & Freezer |  |  | PREFAB. CONSTN. COLD STORAGE 100 MM THK-CDW100PP0215 | PREFAB. CONSTN. COLD STORAGE 100 MM THK-CDW100PP0215 | PREFAB. CONSTN. COLD STORAGE 100 MM THK-CDW100PP0215 | 94060092 | PREFAB. CONSTN. COLD STORAGE 100 MM THK | Nos. | Site Specific | KFC / PH | Varifiable
|  |  |  | PREFAB. CONSTN. COLD STORAGE 60MM THK PP-CDW060PP0309 | PREFAB. CONSTN. COLD STORAGE 60MM THK PP-CDW060PP0309 | PREFAB. CONSTN. COLD STORAGE 60MM THK PP-CDW060PP0309 | 94060092 | PREFAB. CONSTN. COLD STORAGE 60MM THK PP | Nos. | Site Specific | KFC / PH | Varifiable
|  |  |  | Control Panel Model CR 205200-DANFOSS-CRAC-ZZ000018-04 | Control Panel Model CR 205200-DANFOSS-CRAC-ZZ000018-04 | Control Panel Model CR 205200-DANFOSS-CRAC-ZZ000018-04 | 85371000 | CONTROL PANEL MODEL CR 205200-DANFOSS | Nos. | Site Specific | KFC / PH | Varifiable
|  |  |  | Negative Temp Evaporator Unit-6K New-RUAL00614-I-N | Negative Temp Evaporator Unit-6K New-RUAL00614-I-N | Negative Temp Evaporator Unit-6K New-RUAL00614-I-N | 84189900 | NEGATIVE TEMP EVAPORATOR UNIT-6K | Nos. | Site Specific | KFC / PH | Varifiable
|  |  |  | Negative Temp Evaporator Unit-9K New-RUAL00914-I-N | Negative Temp Evaporator Unit-9K New-RUAL00914-I-N | Negative Temp Evaporator Unit-9K New-RUAL00914-I-N | 84189900 | NEGATIVE TEMP EVAPORATOR UNIT-9K NEW | Nos. | Site Specific | KFC / PH | Varifiable
|  |  |  | Negative Temp Evaporator Unit-12K New-RUAL01214-I-N | Negative Temp Evaporator Unit-12K New-RUAL01214-I-N | Negative Temp Evaporator Unit-12K New-RUAL01214-I-N | 84189900 | NEGATIVE TEMP EVAPORATOR UNIT-12K NEW | Nos. | Site Specific | KFC / PH | Varifiable
|  |  |  | Condensing Unit Danfoss OP-LGHE068NTA06D-CRCO-DA000044-00 | Condensing Unit Danfoss OP-LGHE068NTA06D-CRCO-DA000044-00 | Condensing Unit Danfoss OP-LGHE068NTA06D-CRCO-DA000044-00 | 84189900 | CONDENSING UNIT DANFOSS OP-LGHE068NTA06D | Nos. | Site Specific | KFC / PH | Varifiable
|  |  |  | Condensing Unit Danfoss OP-LCHE096NTA06D-CRCO-DA000045-00 | Condensing Unit Danfoss OP-LCHE096NTA06D-CRCO-DA000045-00 | Condensing Unit Danfoss OP-LCHE096NTA06D-CRCO-DA000045-00 | 84189900 | CONDENSING UNIT DANFOSS OP-LCHE096NTA06D | Nos. | Site Specific | KFC / PH | Varifiable
|  |  |  | Condensing Unit Danfoss OP-LGHE108NTA06D-CRCO-DA000046-00 | Condensing Unit Danfoss OP-LGHE108NTA06D-CRCO-DA000046-00 | Condensing Unit Danfoss OP-LGHE108NTA06D-CRCO-DA000046-00 | 84189900 | CONDENSING UNIT DANFOSS OP-LGHE108NTA06D | Nos. | Site Specific | KFC / PH | Varifiable
|  |  |  | Condensing Unit Danfoss OP-LGHE136NTA06D-CRCO-DA000047-00 | Condensing Unit Danfoss OP-LGHE136NTA06D-CRCO-DA000047-00 | Condensing Unit Danfoss OP-LGHE136NTA06D-CRCO-DA000047-00 | 84189900 | CONDENSING UNIT DANFOSS OP-LGHE136NTA06D | Nos. | Site Specific | KFC / PH | Varifiable
|  |  |  | CONDENSING UNIT-RUAHOP0614 - R404A | CONDENSING UNIT-RUAHOP0614 - R404A | CONDENSING UNIT-RUAHOP0614 - R404A | 84189900 | CONDENSING UNIT-RUAHOP0614 - R404A | Nos. | Site Specific | KFC / PH | Varifiable
|  |  |  | EVP UNIT FOR POSITIVE TEPM 6K-R404A-RUAH 00614KP-I | EVP UNIT FOR POSITIVE TEPM 6K-R404A-RUAH 00614KP-I | EVP UNIT FOR POSITIVE TEPM 6K-R404A-RUAH 00614KP-I | 84189900 | EVP UNIT FOR POSITIVE TEPM 6K-R404A | Nos. | Site Specific | KFC / PH | Varifiable
|  |  |  | CONDENSING UNIT-RUAHOP1014- R404A-RUAHOP1014 | CONDENSING UNIT-RUAHOP1014- R404A-RUAHOP1014 | CONDENSING UNIT-RUAHOP1014- R404A-RUAHOP1014 | 84189900 | CONDENSING UNIT-RUAHOP1014- R404A | Nos. | Site Specific | KFC / PH | Varifiable
|  |  |  | EVP UNIT FOR POSITIVE TEPM 10K-R404A-RUAH01014KP-I | EVP UNIT FOR POSITIVE TEPM 10K-R404A-RUAH01014KP-I | EVP UNIT FOR POSITIVE TEPM 10K-R404A-RUAH01014KP-I | 84189901 | EVP UNIT FOR POSITIVE TEPM 10K-R404A | Nos. | Site Specific | KFC / PH | Varifiable
|  |  |  | CONDENSING UNIT-RUAHOP1514- R404A | CONDENSING UNIT-RUAHOP1514- R404A | CONDENSING UNIT-RUAHOP1514- R404A | 84189901 | CONDENSING UNIT-RUAHOP1514- R404A | Nos. | Site Specific | KFC / PH | Varifiable
|  |  |  | EVP UNIT FOR POSITIVE TEPM 15K-R404A-RUAH01514KP-I | EVP UNIT FOR POSITIVE TEPM 15K-R404A-RUAH01514KP-I | EVP UNIT FOR POSITIVE TEPM 15K-R404A-RUAH01514KP-I | 84189900 | EVP UNIT FOR POSITIVE TEPM 15K-R404A | Nos. | Site Specific | KFC / PH | Varifiable
|  |  |  | EVP UNIT FOR POSITIVE TEPM 20K-R404A-RUAH02014KP-I | EVP UNIT FOR POSITIVE TEPM 20K-R404A-RUAH02014KP-I | EVP UNIT FOR POSITIVE TEPM 20K-R404A-RUAH02014KP-I | 84189901 | EVP UNIT FOR POSITIVE TEPM 20K-R404A | Nos. | Site Specific | KFC / PH | Varifiable
|  |  |  | CONDENSING UNIT-RUAHOS2014- R404A | CONDENSING UNIT-RUAHOS2014- R404A | CONDENSING UNIT-RUAHOS2014- R404A | 84189900 | CONDENSING UNIT-RUAHOS2014- R404A | Nos. | Site Specific | KFC / PH | Varifiable
37a | Coldroom Installation Charges |  |  | INSTALLATION CHARGES-ZINST_CHG | INSTALLATION CHARGES-ZINST_CHG | INSTALLATION CHARGES-ZINST_CHG | 995468 | INSTALLATION CHARGES-ZINST_CHG | Nos. | Site Specific | KFC / PH | Non varifiable

## KFC Imported Equp (hidden)
31 | Vendor | Photos | Capex Data | Proforma/PO/Invoice Description | Asset Master Description (WITHIN 40) | HSN Code | Rate | Characters | Brand | UOM |  | Identification
1 | Rite Equipments Pvt Ltd |  | VEGETABLE PREPARATION MACHINE - RG - 100 | VEGETABLE PREPARATION MACHINE - RG - 100 | VEGETABLE PREPARATION MACHINE-RG-100 | 84388090 | 96300 | 36 | KFC | 1 | Site specific | Varifiable
2 | Rite Equipments Pvt Ltd |  | SLICER 3mm / 63161 | SLICER 3mm / 63161 | SLICER 3mm/63161 | 82083000 | 7566 | 16 | KFC | 1 | Site specific | Varifiable
3 | Rite Equipments Pvt Ltd |  | SLICER 9mm/86030 | SLICER 9mm/86030 | SLICER 9mm/86030 | 82083000 | 7566 | 16 | KFC | 1 | Site specific | Varifiable
4 | Rite Equipments Pvt Ltd |  | SOFT SLICER 10mm/83364 | SOFT SLICER 10mm/83364 | SOFT SLICER 10mm/83364 | 82083000 | 11110 | 22 | KFC | 1 | Site specific | Varifiable
5 | Rite Equipments Pvt Ltd |  | JUILINNE 4x4mm/63128 | JUILINNE 4x4mm/63128 | JUILINNE 4x4mm/63128 | 82083000 | 8111 | 20 | KFC | 1 | Site specific | Varifiable
6 | Rite Equipments Pvt Ltd |  | DICING GRID 10x10mm/83292 | DICING GRID 10x10mm/83292 | DICING GRID 10x10mm/83292 | 82083000 | 10674 | 25 | KFC | 1 | Site specific | Varifiable
7 | Middleby Celfrost |  | KF-SFSSH75-2 /FD-PITCO Double Vat Gas Fryer With Computer And Filter | KF-SFSSH75-2 /FD-PITCO Double Vat Gas Fryer With Computer And Filter | KF-SFSSH75-2 /FD-PITCO Double Vat Gas Fryer With Computer And Filter | 84198110 | 530667 | 68 | KFC | 1 |  | Varifiable
8 | Middleby Celfrost |  | SFSSH55T- Pitco Split Vat Gas Fryer with Comp/fltr | SFSSH55T- Pitco Split Vat Gas Fryer with Comp/fltr | SFSSH55T- Pitco Split Vat Gas Fryer with Comp/fltr | 84198110 | 363076 | 50 | KFC | 1 |  | Varifiable
9 | Middleby Celfrost |  | KF- SFSE18-2/FD-Two 18" Electric Fryers | KF- SFSE18-2/FD-Two 18" Electric Fryers | KF- SFSE18-2/FD-Two 18" Electric Fryers | 84198110 |  | 39 | KFC | 1 | Electric Fryers / Optional | Varifiable
10 | Middleby Celfrost |  | KF-SFSE14T-PITCO Single Spilt Vat Electric Fryer With Computer VC 210 | KF-SFSE14T-PITCO Single Spilt Vat Electric Fryer With Computer VC 210 | KF-SFSE14T-PITCO Single Spilt Vat Electric Fryer With Computer VC 210 | 84198110 |  | 69 | KFC | 1 | Electric Fryers / Optional | Varifiable
11 | OSR |  | FABRISTEEL - UHC - F70 -316 | FABRISTEEL - UHC - F70 -316 | FABRISTEEL - UHC - F70 - 316 | 84198110 | 192451.5 | 28 | KFC | 2 |  | Varifiable
| OSR |  | FABRISTEEL - UHC - F70 -915 | FABRISTEEL - UHC - F70 -915 | FABRISTEEL - UHC - F70 - 915 | 84198110 |  | 28 | KFC |  | Optional | Varifiable
12 | Manitowoc |  | HLZ- Heated Landing Zone | HLZ- Heated Landing Zone | HLZ - Heated Landing Zone |  |  | 25 | KFC |  | Site specific | Varifiable
13 |  |  | HCW5 (old inventory) | HCW5 (old inventory) | HCW5 (old inventory) |  |  | 20 | KFC |  | Site specific | Varifiable
14 |  |  | HCW8 (old inventory) | HCW8 (old inventory) | HCW8 (old inventory) |  |  | 20 | KFC |  | Optional | Varifiable
15 | Franke |  | 24" Warming Bin,3-Tier YUM India | 24" Warming Bin,3-Tier YUM India | 24" Warming Bin,3-Tier YUM India | 84388090 | 64101.7 | 32 | KFC | 1 |  | Varifiable
16 | Mittal International |  | SCOTSMAN DICE ICE CUBE MACHINE MODEL NU308AS 230/50/1 | SCOTSMAN DICE ICE CUBE MACHINE MODEL NU308AS 230/50/1 | SCOTSMAN DICE ICE CUBE MACHINE MODEL NU308AS 230/50/1 | 84186910 | 117000 | 51 | KFC | 1 |  | Varifiable
17 | Mittal International |  | SCOTSMAN ICE BIN MODEL NB193 | SCOTSMAN ICE BIN MODEL NB193 | SCOTSMAN ICE BIN MODEL NB193 | 84189900 | 40000 | 28 | KFC | 1 |  | Varifiable
| Mittal International |  | INDIAN STORAGE BIN MODEL B-193 | INDIAN STORAGE BIN MODEL B-193 | INDIAN STORAGE BIN MODEL B-193 | 94031090 | 0 | 30 | KFC |  | Optional | Varifiable
18 | Mittal International |  | TAYLOR SLUSH FREEZER MODEL H-63 380-415V-50HZ 3N | TAYLOR SLUSH FREEZER MODEL H-63 380-415V-50HZ 3N | TAYLOR SLUSH FREEZER MODEL H-63 380-415V-50HZ 3N | 84186990 | 633081 | 48 | KFC | 1 | Site specific | Varifiable
19 | Middleby Celfrost |  | SG6H- PITCO SG6H Gas Fryer VC210 Installed With Hose For KFC | SG6H- PITCO SG6H Gas Fryer VC210 Installed With Hose For KFC | SG6H- PITCO SG6H Gas Fryer VC210 Installed With Hose For KFC | 84198110 | 474056 | 60 | KFC | 1 |  | Varifiable
20 | Middleby Celfrost |  | KF-SE6H- Pitco Kf-Se6h 415/240 3ph Electric Fryer | KF-SE6H- Pitco Kf-Se6h 415/240 3ph Electric Fryer | KF-SE6H- Pitco Kf-Se6h 415/240 3ph Electric Fryer | 84198110 |  | 49 | KFC | 1 | Electric Fryers / Optional | Varifiable
21 | Mittal International |  | VITAMIX BLENDER MODEL MM ADV/220-240/PREM CONE (BC 12) | VITAMIX BLENDER MODEL MM ADV/220-240/PREM CONE (BC 12) | VITAMIX BLENDER MODEL MM ADV/220-240/PREM CONE (BC 12) | 84198190 | 65000 | 54 | KFC | 1 |  | Varifiable
22 | Mittal International |  | PRINCE CASTLE VERTICAL CONVEYOR TOASTER MODEL 297-T9FCE | PRINCE CASTLE VERTICAL CONVEYOR TOASTER MODEL 297-T9FCE | PRINCE CASTLE VERTICAL CONVEYOR TOASTER MODEL 297-T9FCE | 85167200 | 169193 | 55 | KFC | 1 |  | Varifiable
23 | Mittal International |  | PRINCE CASTLE DEDICATED HOLDING BIN MODEL DHB2PT-33KFCCEF | PRINCE CASTLE DEDICATED HOLDING BIN MODEL DHB2PT-33KFCCEF | PRINCE CASTLE DEDICATED HOLDING BIN MODEL DHB2PT-33KFCCEF | 84198190 | 273816 | 57 | KFC | 2 | Site specific | Varifiable
24 | Mittal International |  | PRINCE CASTLE DEDICATED HOLDING BIN MODEL DHB2SS-46KFCCE | PRINCE CASTLE DEDICATED HOLDING BIN MODEL DHB2SS-46KFCCE | PRINCE CASTLE DEDICATED HOLDING BIN MODEL DHB2SS-46KFCCE | 84198190 | 223440 | 56 | KFC | 1 |  | Varifiable
25 | Middleby Celfrost |  | Commercial Oven - RMS 510 TS | Commercial Oven - RMS 510 TS | Commercial Oven - RMS 510 TS | 84198190 | 28000 | 28 | KFC | 1 |  | Varifiable
26 | Rational |  | KFC SelfCookingCentre - 061 | KFC SelfCookingCentre - 061 | KFC SelfCookingCentre - 061 | 84198120 |  | 27 | KFC | 1 | Optional | Varifiable
27 | Rational |  | KFC SelfCookingCentre - XS 6 2/3 | KFC SelfCookingCentre - XS 6 2/3 | KFC SelfCookingCentre - XS 6 2/3 | 84198120 | 325000 | 32 | KFC | 1 |  | Varifiable
28 | Middleby Celfrost |  | RCS 511 TSWI-MENU MASTER RCS 511 TSW | RCS 511 TSWI-MENU MASTER RCS 511 TSW | RCS 511 TSWI-MENU MASTER RCS 511 TSW | 84198190 |  | 36 | KFC | 1 | Optional | Varifiable
29 | Middleby Celfrost |  | GN-650TNM (NEW) Celfrost Professional 2 Door Reach In Refrigerator | GN-650TNM (NEW) Celfrost Professional 2 Door Reach In Refrigerator | GN-650TNM (NEW) Celfrost Professional 2 Door Reach In Refrigerator | 84185000 | 49500 | 66 | KFC | 1 |  | Varifiable
30 | B.S. International |  | Equip by T&S Wall Mounted Pre Rinse Unit 5PR-8WOO | Equip by T&S Wall Mounted Pre Rinse Unit 5PR-8WOO | Equip by T&S Wall Mounted Pre Rinse Unit 5PR-8WOO | 8481 | 16000 | 47 | KFC | 1 |  | Varifiable
31 | [11 empty] | Varifiable
32 | Franke |  | Non Veg Burger Station-1350 | Non Veg Burger Station-1350 | Non Veg Burger Station-1350 | 84388090 | 81500 | 27 | KFC | 1 |  | Varifiable
33 | Franke |  | Non Veg Burger Station-1000 | Non Veg Burger Station-1000 | Non Veg Burger Station-1000 | 84388090 | 138666 | 27 | KFC | 2 | Site specific | Varifiable
34 | Franke |  | Meat Freezer with Rack Fry/Basket | Meat Freezer with Rack Fry/Basket | Meat Freezer with Rack Fry/Basket | 84388090 | 49396.6 | 33 | KFC | 1 |  | Varifiable
35 | Franke |  | Krusher Station Small-Cup Lid/Monin bot | Krusher Station Small-Cup Lid/Monin bot | Krusher Station Small-Cup Lid/Monin bot | 84388090 | 65495.8 | 39 | KFC | 1 |  | Varifiable
36 | Franke |  | French Fries Dump Station-Express | French Fries Dump Station-Express | French Fries Dump Station-Express | 84388090 | 62569.5 | 33 | KFC |  | Optional | Varifiable
37 | Franke |  | Chip Dump Pass Through Station Double | Chip Dump Pass Through Station Double | Chip Dump Pass Through Station Double | 84388090 | 76237.3 | 37 | KFC | 1 |  | Varifiable
38 | Franke |  | Breading table -Single | Breading table -Single | Breading table -Single | 84388090 | 68500 | 22 | KFC | 1 |  | Varifiable
39 | Franke |  | Breading table - Double | Breading table - Double | Breading table - Double | 84388090 | 0 | 23 | KFC | 1 | Optional | Varifiable
40 | Franke |  | Marinator,KFC,W/O Pan Kit | Marinator,KFC,W/O Pan Kit | Marinator,KFC,W/O Pan Kit | 84388090 | 58000 | 25 | KFC | 1 |  | Varifiable
41 | Franke |  | Double Hot Drawer | Double Hot Drawer | Double Hot Drawer | 84388090 | 44242.4 | 17 | KFC | 1 |  | Varifiable
42 | Franke |  | Single Sink RH with UC chiller -1200 | Single Sink RH with UC chiller -1200 | Single Sink RH with UC chiller -1200 | 84388090 | 63500 | 36 | KFC | 1 |  | Varifiable
| Franke |  | Single Sink LH with UC chiller -1200 | Single Sink LH with UC chiller -1200 | Single Sink LH with UC chiller -1200 | 84388090 | 63500 | 36 | KFC |  |  | Varifiable
| Franke |  | Ref with Sink RHS -1500 | Ref with Sink RHS -1500 | Ref with Sink RHS -1500 | 84388090 |  | 23 | KFC |  | Optional | Varifiable
| Franke |  | Ref with Sink LHS -1500 | Ref with Sink LHS -1500 | Ref with Sink LHS -1500 | 84388090 |  | 23 | KFC |  | Optional | Varifiable
43 | Mittal International |  | PRINCE CASTLE CONTACT GRILL SINGLE MODEL CG8-1TP | PRINCE CASTLE CONTACT GRILL SINGLE MODEL CG8-1TP | PRINCE CASTLE CONTACT GRILL SINGLE MODEL CG8-1TP | 84198190 | 85000 | 48 | KFC | 1 |  | Varifiable
|  |  |  | FREIGHT CHARGES | FREIGHT CHARGES | [6 empty] | Non Verifiable

## Imported Equipment (hidden)
31 | Vendor | Imported equipment - Long Description | Capex Data | Invoice Data | PO Data | Proforma Invoice Description | HSN Code | Brand | UOM
1 | Rite Equipments Pvt Ltd | Hobart vegetable cutter / Halde | Hobart vegetable cutter / Halde | Vegetable preparation machine - Halde : Model - RG 100 | Vegetable preparation machine - Halde : Model - RG 100 | Vegetable preparation machine - Halde : Model - RG 100 | 84388090 | KFC | 1
2 |  | Slicer 3mm / 63161 | Slicer 3mm / 63161 | Slicer 3mm / 63161 | Slicer 3mm / 63161 | Slicer 3mm / 63161 | 82083000 | KFC | 1
3 |  | slicer 9mm/86030 | slicer 9mm/86030 | slicer 9mm/86030 | slicer 9mm/86030 | slicer 9mm/86030 | 82083000 | KFC | 1
4 |  | Soft slicer 10mm/83364 | Soft slicer 10mm/83364 | Soft slicer 10mm/83364 | Soft slicer 10mm/83364 | Soft slicer 10mm/83364 | 82083000 | KFC | 1
5 |  | Juilinne 4x4mm/63128 | Juilinne 4x4mm/63128 | Juilinne 4x4mm/63128 | Juilinne 4x4mm/63128 | Juilinne 4x4mm/63128 | 82083000 | KFC | 1
6 |  | dicing Grid 10x10mm/83292 | dicing Grid 10x10mm/83292 | dicing Grid 10x10mm/83292 | dicing Grid 10x10mm/83292 | dicing Grid 10x10mm/83292 | 82083000 | KFC | 1
7 | Middleby Celfrost | KF-SSH75-2 Pitco double Vat Gas Fryer with Computer & Filter Drawer | KF-SSH75-2 Pitco double Vat Gas Fryer with Computer & Filter Drawer | KF-SSH75-2 Pitco double Vat Gas Fryer with Computer & Filter Drawer | KF-SSH75-2 Pitco double Vat Gas Fryer with Computer & Filter Drawer | KF-SSH75-2 Pitco double Vat Gas Fryer with Computer & Filter Drawer | 84198110 | KFC | 1
8 |  | KF-SFSSH55T - Pitco Fryer with Computer & filter Drawer | KF-SFSSH55T - Pitco Fryer with Computer & filter Drawer | KF-SFSSH55T - Pitco Fryer with Computer & filter Drawer | KF-SFSSH55T - Pitco Fryer with Computer & filter Drawer | KF-SFSSH55T - Pitco Fryer with Computer & filter Drawer | 84198110 | KFC | 1
9 | Middleby Celfrost | KF-SFSE18-2 Pitco Electric Fryer SFSE18-2 Two Full Tank with Solo filter | KF-SFSE18-2 Pitco Electric Fryer SFSE18-2 Two Full Tank with Solo filter | KF-SFSE18-2 Pitco Electric Fryer SFSE18-2 Two Full Tank with Solo filter | KF-SFSE18-2 Pitco Electric Fryer SFSE18-2 Two Full Tank with Solo filter | KF-SFSE18-2 Pitco Electric Fryer SFSE18-2 Two Full Tank with Solo filter | 84198110 | KFC | 1 | Electric Fryers / Optional
10 |  | KF-SFSE14T - Pitco Electric Fryer for KFCSFSE14T Split Tank with Solo Filter | KF-SFSE14T - Pitco Electric Fryer for KFCSFSE14T Split Tank with Solo Filter | KF-SFSE14T - Pitco Electric Fryer for KFCSFSE14T Split Tank with Solo Filter | KF-SFSSH55T - Pitco Fryer with Computer & filter Drawer | KF-SFSSH55T - Pitco Fryer with Computer & filter Drawer | 84198110 | KFC | 1
11 | OSR | Holding Cabinet full Size - Pass Thru | Holding Cabinet full Size - Pass Thru | Holding Cabinet full Size - Pass Thru | Fabristeel - UHC - F70-316 | Fabristeel - UHC - F70-316 | 84198110 | KFC | 2
12 | Manitowoc | HLZ- Heated Landing Zone | HLZ- Heated Landing Zone | HLZ- Heated Landing Zone
13 |  | HCW5 (old inventory) | HCW5 (old inventory) | HCW5 (old inventory)
14 |  | HCW8 (old inventory) | HCW8 (old inventory) | HCW8 (old inventory)
15 | Franke | 24" Warming Bin - 3 Tier | 24" Warming Bin - 3 Tier | 24" Warming Bin - 3 Tier | 24" Warming Bin - 3 Tier | 24" Warming Bin - 3 Tier | 84388090 | KFC | 1
16 | Mittal International | Scotsman Ice Cube machine - Model NW308 | Scotsman Ice Cube machine - Model NW308 | Scotsman Ice Cube machine - Model NW308 | Scotsman Ice Cube machine - Model NW308 | Scotsman Ice Cube machine - Model NW308 | 8418 | KFC | 1
17 |  | Scotsman Ice Bin - Model NB193 | Scotsman Ice Bin - Model NB193 | Scotsman Ice Bin - Model NB193 | Scotsman Ice Bin - Model NB193 | Scotsman Ice Bin - Model NB193 | 8418 | KFC | 1
18 | Mittal International | Taylor Dairy Slush Machine for Krushers (H-63) | Taylor Dairy Slush Machine for Krushers (H-63) | Taylor Dairy Slush Machine for Krushers (H-63) | Taylor Dairy Slush Machine for Krushers (H-63) | Taylor Dairy Slush Machine for Krushers (H-63) | 84180000 | KFC | 1
19 | Middleby Celfrost | KF-SG6H- PITCO 6 Head Gas Fryer with Filter and computer controls | KF-SG6H - Pitco SG6H Gas Fryer VC210 installed with hose for KFC | KF-SG6H - Pitco SG6H Gas Fryer VC210 installed with hose for KFC | KF-SG6H - Pitco SG6H Gas Fryer VC210 installed with hose for KFC | KF-SG6H - Pitco SG6H Gas Fryer VC210 installed with hose for KFC | 84198110 | KFC | NOS.
20 | Middleby Celfrost | KF-SE6H- One 18" Electric Fryer (Six Head Open Rack), Built in filter drawer | KF-SE6H- One 18" Electric Fryer (Six Head Open Rack), Built in filter drawer | KF-SE6H- One 18" Electric Fryer (Six Head Open Rack), Built in filter drawer | KF-SE6H- One 18" Electric Fryer (Six Head Open Rack), Built in filter drawer | KF-SG6H - Pitco SG6H Gas Fryer VC210 installed with hose for KFC | 84198110 | KFC | 1 | Electric Fryers / Optional
21 | Mittal International | Vitamix Blender - MM ADV /Prem CONE (BC 12) | Vitamix Blender - MM ADV /Prem CONE (BC 12) | Vitamix Blender - MM ADV /Prem CONE (BC 12) | Vitamix Blender - MM ADV /Prem CONE (BC 12) | Vitamix Blender - MM ADV /Prem CONE (BC 12) | 8418 | KFC | 1
22 |  | Prince Castle - Vertical toaster (complete with accessories) | Prince Castle Vertical Taoster - Model 297-T9F | Prince Castle Vertical Taoster - Model 297-T9F | Prince Castle Vertical Taoster - Model 297-T9F | Prince Castle Vertical Taoster - Model 297-T9F | 8419 | KFC | 1
23 |  | Dedicated Holding Bins - Prince Castle - DHB2SS - 33KFCCEF | Dedicated Holding Bins - Prince Castle - DHB2SS - 33KFCCEF | Dedicated Holding Bins - Prince Castle - DHB2SS - 33KFCCEF | Dedicated Holding Bins - Prince Castle - DHB2SS - 33KFCCEF | Dedicated Holding Bins - Prince Castle - DHB2SS - 33KFCCEF | 8419 | KFC | 2
24 |  | Dedicated Holding Bins - Prince Castle - DHB2SS - 46KFCCEF | Dedicated Holding Bins - Prince Castle - DHB2SS - 46KFCCEF | Dedicated Holding Bins - Prince Castle - DHB2SS - 46KFCCEF | Dedicated Holding Bins - Prince Castle - DHB2SS - 46KFCCEF | Dedicated Holding Bins - Prince Castle - DHB2SS - 46KFCCEF | 8419 | KFC | 2
25 | Middleby Celfrost | Commercial Oven - RMS - 510 TS | Commercial Oven - RMS - 510 TS | Commercial Oven - RMS - 510 TS | Commercial Oven - RMS - 510 TS | Commercial Oven - RMS - 510 TS | 84198190 | KFC | 1
26 | Rational | KFC Self Cooking Centre - 061 | KFC Self Cooking Centre - 061 | KFC Self Cooking Centre - 061 | KFC Self Cooking Centre - 061 | KFC Self Cooking Centre - 061 |  | KFC | 1 | Optional
27 | Rational | KFC self cooking centre - XS 6 2/3 | KFC self cooking centre - XS 6 2/3 | KFC self cooking centre - XS 6 2/3 | KFC self cooking centre - XS 6 2/3 | KFC self cooking centre - XS 6 2/3 |  | KFC | 1
28 | Middleby Celfrost | Commercial Oven - RCS - 511 TSW | Commercial Oven - RCS - 511 TSW | Commercial Oven - RCS - 511 TSW | Commercial Oven - RCS - 511 TSW | Commercial Oven - RCS - 511 TSW | 84198190 | KFC | 1 | Optional
29 |  | GN-650TNM (NEW) Celfrost professional 2 door reach in refrigerator | GN-650TNM (NEW) Celfrost professional 2 door reach in refrigerator | GN-650TNM (NEW) Celfrost professional 2 door reach in refrigerator | GN-650TNM (NEW) Celfrost professional 2 door reach in refrigerator | GN-650TNM (NEW) Celfrost professional 2 door reach in refrigerator | 84185000 | KFC | 1
30 | B.S. International | T & S Wall Mounted Pre Rinse Unit 5PR-8WOO | T & S Wall Mounted Pre Rinse Unit 5PR-8WOO | T & S Wall Mounted Pre Rinse Unit 5PR-8WOO | T & S Wall Mounted Pre Rinse Unit 5PR-8WOO | T & S Wall Mounted Pre Rinse Unit 5PR-8WOO |  | KFC | 1
31 |  | Local HOT & Cold equipments - Franke
32 | Franke | Combined Burger Station O/s 1350 X 900 X 800 on wheel, | Combined Burger Station O/s 1350 X 900 X 800 on wheel, | Combined Burger Station O/s 1350 X 900 X 800 on wheel, | Combined Burger Station O/s 1350 X 900 X 800 on wheel, | Combined Burger Station O/s 1350 X 900 X 800 on wheel, | 84388090 | KFC | 1
33 |  | Burger Station O/s 1000 X 900 X 800 on wheel, | Burger Station O/s 1000 X 900 X 800 on wheel, | Burger Station O/s 1000 X 900 X 800 on wheel, | Burger Station O/s 1000 X 900 X 800 on wheel, | Burger Station O/s 1000 X 900 X 800 on wheel, | 84388090 | KFC | 2 | Optional
34 |  | Meat Freezer 457mm with Rack Fry Basket | Meat Freezer 457mm with Rack Fry Basket | Meat Freezer 457mm with Rack Fry Basket | Meat Freezer 457mm with Rack Fry Basket | Meat Freezer 457mm with Rack Fry Basket | 84388090 | KFC | 1
35 |  | Krusher st 1000w Glass disp+Lid & Monin holder | Krusher st 1000w Glass disp+Lid & Monin holder | Krusher st 1000w Glass disp+Lid & Monin holder | Krusher st 1000w Glass disp+Lid & Monin holder | Krusher st 1000w Glass disp+Lid & Monin holder | 84388090 | KFC | 1
36 |  | French Fries Dump St O/s 600X 725 (Express) | French Fries Dump St O/s 600X 725 (Express) | French Fries Dump St O/s 600X 725 (Express) | French Fries Dump St O/s 600X 725 (Express) | French Fries Dump St O/s 600X 725 (Express) | 84388090 | KFC
37 |  | French Fries Dump St (Pass-thru) | French Fries Dump St (Pass-thru) | French Fries Dump St (Pass-thru) | French Fries Dump St (Pass-thru) | French Fries Dump St (Pass-thru) | 84388090 | KFC | 1
38 |  | Breading Table, Single with all accessories | Breading Table, Single with all accessories | Breading Table, Single with all accessories | Breading Table, Single with all accessories | Breading Table, Single with all accessories | 84388090 | KFC | 1
39 |  | Dual Breading Table, with all accessories (1950mm) | Dual Breading Table, with all accessories (1950mm) | Dual Breading Table, with all accessories (1950mm) | Dual Breading Table, with all accessories (1950mm) | Dual Breading Table, with all accessories (1950mm) | 84388090 | KFC | 1
40 |  | Marinator without Poly Lugs | Marinator without Poly Lugs | Marinator without Poly Lugs | Marinator without Poly Lugs | Marinator without Poly Lugs | 84388090 | KFC | 1
41 |  | Double Hot Drawer | Double Hot Drawer | Double Hot Drawer | Double Hot Drawer | Double Hot Drawer | 84388090 | KFC | 1
42 |  | Veg Prep Table with Sink (LHS & RHS) & U/ counter Chiller, O/s 1200 X 750 X 800 mm | Veg Prep Table with Sink (LHS & RHS) & U/ counter Chiller, O/s 1200 X 750 X 800 mm | Veg Prep Table with Sink (LHS & RHS) & U/ counter Chiller, O/s 1200 X 750 X 800 mm | Veg Prep Table with Sink (LHS & RHS) & U/ counter Chiller, O/s 1200 X 750 X 800 mm | Veg Prep Table with Sink (LHS & RHS) & U/ counter Chiller, O/s 1200 X 750 X 800 mm | 84388090 | KFC | 1
43 | Mittal International | Single Contact Griller - Prince Castle CG8 1TP | Single Contact Griller - Prince Castle CG8 1TP | Single Contact Griller - Prince Castle CG8 1TP | Single Contact Griller - Prince Castle CG8 1TP | Single Contact Griller - Prince Castle CG8 1TP | 8419 | KFC | 1

## PH Imported Equipment (hidden)
Sr. No. | Vendor | Equipment name / Capex Description / Short Des | Imported equipment - Long Description | Proforma Invoice Description | PO Description | Invoice Description | HSN Code | Brand | UOM | PHOTO | Proforma / PO / Invoice Description | Asset Master Description (WITHIN 40) | Character | Rate | Identification
1 | Meghdoot | Retarder Single Door | Retarder Single Door | Retarder Single Door | Retarder Single Door | Retarder Single Door | 84186990 | PH | EA |  | RETARDER SINGLE DOOR | RETARDER SINGLE DOOR | 20 | 72250 | Varifiable
2 |  | Proofers with Single Door | Proofers with Single Door | Proofers with Single Door | Proofers with Single Door | Proofers with Single Door | 85166000 | PH | EA |  | PROOFER WITH SINGLE DOOR | PROOFER WITH SINGLE DOOR | 24 | 63750 | Varifiable
3 | Western Refrigeration | Reachin Freezer | Stainless steel Reachin Freezers - 2 Door - HFW-77MS4-IC | Stainless steel Reachin Freezers - 2 Door - HFW-77MS4-IC | Stainless steel Reachin Freezers - 2 Door - HFW-77MS4-IC | Stainless steel Reachin Freezers - 2 Door - HFW-77MS4-IC | 8418 | PH | EA |  | STAINLESS STEEL REACHIN FREEZERS - 2 DOOR - HFW-77MS4-IC | STAINLESS STEEL REACHIN FREEZERS-2 DOOR | 39 | 59500 | Varifiable
4 |  | Reach in Chiller | Stainless steel Reachin Chiller - 2 Door - HRW-77MS4 | Stainless steel Reachin Chiller - 2 Door - HRW-77MS4 | Stainless steel Reachin Chiller - 2 Door - HRW-77MS4 | Stainless steel Reachin Chiller - 2 Door - HRW - 77MS4 | 8418 | PH | EA |  | STAINLESS STEEL REACHIN CHILLER - 2 DOOR - HRW - 77MS4 | STAINLESS STEEL REACHIN CHILLER-2 DOOR | 38 | 51000 | Varifiable
5 |  | Reach in chiller/Freezer | Stainless steel Reachin Freezer-Chiller - 2 Door - HRFW-77MS4 | Stainless steel Reachin Freezer-Chiller - 2 Door - HRFW-77MS4 | Stainless steel Reachin Freezer-Chiller - 2 Door - HRFW-77MS4 | Stainless steel Reachin Freezer-Chiller - 2 Door - HRFW-77MS4 | 8418 | PH | EA |  | STAINLESS STEEL REACHIN FREEZER-CHILLER - 2 DOOR - HRFW-77MS4 | STAINLESS STEEL REACHIN FREEZER-CHILLER | 39 | 63000 | Varifiable
6 | Middleby Celfrost | CF 560-Two Lid Hard Top Chest Freezer | 2 Lid hard top Chest Freezer - CF 560 | 2 Lid hard top Chest Freezer - CF 560 | 2 Lid hard top Chest Freezer - CF 560 | CF 560 Two Lid Hard Top Chest Freezer | 84183010 | PH | EA |  | CF 560-Two Lid Hard Top Chest Freezer | CF 560-Two Lid Hard Top Chest Freezer | 37 | 25300 | Varifiable
Imported equipment | [14 empty] | Varifiable
7 | Mittal International | T&S PRE RINSE UNIT EX-1DP00-H | T&S PRE RINSE UNIT EX-1DP00-H | Pre rinse unit - T & S EX - 1DP00-H | Pre rinse unit - T & S EX - 1DP00-H | T & S Pre Rinse unit - Model EX-1DPOOH | 8419 | PH | EA |  | T&S PRE RINSE UNIT EX-1DP00-H | T&S PRE RINSE UNIT EX-1DP00-H | 29 | 16000 | Varifiable
8 | Middleby Celfrost | Ps840g- Middleby Marshall Wow Oven | Ps840g- Middleby Marshall Wow Oven | PS840G - Middleby Marshall Wow Gas Oven | PS840G - Middleby Marshall Wow Gas Oven | PS840G - Middleby Marshall Wow Gas Oven | 84172000 | PH | EA |  | Ps840g- Middleby Marshall Wow Oven | Ps840g- Middleby Marshall Wow Oven | 34 | 620000 | Varifiable
8a |  | Panel 840g-Oven Panel for 840G-Black Color | Panel 840g-Oven Panel for 840G-Black Color | Panel PS840G - Oven Panel for PS840G-Black Color | Panel PS840G - Oven Panel for PS840G-Black Color | Panel PS840G - Oven Panel for PS840G-Black Color | 84198190 | PH | EA |  | Panel 840g-Oven Panel for 840G-Black Color | Panel 840g-Oven Panel for 840G-Black Color | 42 | 49000 | Varifiable
8b |  | Oven Top & Trolly | Oven Top & Trolly | Oven Top & Trolley - PS840G (Single Deck) | Oven Top & Trolley - PS840G (Single Deck) | Oven Top & Trolley | 94032090 | PH | EA |  | Oven Top & Trolly | Oven Top & Trolly | 17 |  | Varifiable
9 | Apex Kitchen Solution | HL-400-2 MIXER (HOBART) | HL-400-2 MIXER (HOBART) | Dough Mixer - Hobart - HL400 | Dough Mixer - Hobart - HL400 | Dough Mixer - Hobart - HL400 | 8438 | PH | EA |  | HL-400-2 MIXER (HOBART) | HL-400-2 MIXER (HOBART) | 23 | 470000 | Varifiable
10 |  | MRS-11 ACME DOUBLE PASS 4 ROLLERS | MRS-11 ACME DOUBLE PASS 4 ROLLERS | Dough Sheeter - ACME - MRS1100 | Dough Sheeter - ACME - MRS1100 | Dough Sheeter - ACME - MRS1100 | 8438 | PH | EA |  | MRS-11 ACME DOUBLE PASS 4 ROLLERS | MRS-11 ACME DOUBLE PASS 4 ROLLERS | 33 | 309397 | Varifiable
11 | Mittal International | VITAMIX BLENDER MODEL BB ADV/.9L ADV/220-240V/RED | VITAMIX BLENDER MODEL BB ADV/.9L ADV/220-240V/RED | Blender - Vitamix Barboss Advance | Blender - Vitamix Barboss Advance | Vitamix Blender - Model DM ADV | 84198120 | PH | EA |  | VITAMIX BLENDER MODEL BB ADV/.9L ADV/220-240V/RED | VITAMIX BLENDER MODEL BB ADV/.9L ADV/220-240V/RED | 47 | 38000 | Varifiable
|  | VITAMIX BLENDER MODEL DM ADV/.9L ADV/220-240V/SLV | VITAMIX BLENDER MODEL DM ADV/.9L ADV/220-240V/SLV |  |  |  | 84198120 |  |  |  | VITAMIX BLENDER MODEL DM ADV/.9L ADV/220-240V/SLV | VITAMIX BLENDER MODEL DM ADV/.9L ADV/220-240V/SLV | 47 |  | Varifiable
12 |  | SCOTSMAN DICE ICE CUBE MACHINE MODEL NU220AS 230/50/1 | SCOTSMAN DICE ICE CUBE MACHINE MODEL NU220AS 230/50/1 | Ice Cube Machine - Scotsman NU 220 | Ice Cube Machine - Scotsman NU 220 | Scotsman Ice Cube Machine - Model NU220 | 84186910 | PH | EA |  | SCOTSMAN DICE ICE CUBE MACHINE MODEL NU220AS 230/50/1 | SCOTSMAN DICE ICE CUBE MACHINE MODEL NU220AS 230/50/1 | 53 | 92000 | Varifiable
13 | Franke | 6 Ft Make Table with Glass Door | 6 Ft Make Table with Glass Door | 6 feet make table (new glass top) inc. all GN pans | 6 feet make table (new glass top) inc. all GN pans | 1.75m Opened Make Table with Glass Door | 84388090 | PH | EA |  | 6 Ft Make Table with Glass Door | 6 Ft Make Table with Glass Door | 31 | 153075 | Varifiable
13a |  | 4 Ft Make Table with Glass Door | 4 Ft Make Table with Glass Door | 4 feet make table (new glass top) inc. all GN pans | 4 feet make table (new glass top) inc. all GN pans | 4' Opened Make Table with Glass Door | 84388090 | PH | EA |  | 4 Ft Make Table with Glass Door | 4 Ft Make Table with Glass Door | 31 | 128725 | Varifiable
13b |  | 8 Ft Make Table with Glass Door | 8 Ft Make Table with Glass Door | 8 feet make table (new glass top) inc. all GN pans | 8 feet make table (new glass top) inc. all GN pans | 8 feet make table (new glass top) inc. all GN pans | 84388090 | PH | EA |  | 8 Ft Make Table with Glass Door | 8 Ft Make Table with Glass Door | 31 | 210000 | Varifiable

## Fresh Air & AC Out of 40 car (hidden)
Sr. No. | Proforma Invoice Description | PO Description | Invoice Description | HSN CODE | Unit | Rate | Identification
1 | Ceiling suspended Air Handling Unit - DX Type | Ceiling suspended Air Handling Unit - DX Type | Ceiling suspended Air Handling Unit - DX Type
a | 5200 CFM, 13 TR | 5200 CFM, 13 TR | 5200 CFM, 13 TR |  | Nos. | 182500 | Varifiable
b | 5000 CFM, 12.5 TR | 5000 CFM, 12.5 TR | 5000 CFM, 12.5 TR |  | Nos. | 153000 | Varifiable
c | 4500 CFM, 11 TR | 4500 CFM, 11 TR | 4500 CFM, 11 TR |  | Nos. | 82000 | Varifiable
d | 3500 CFM, 8.5 TR | 3500 CFM, 8.5 TR | 3500 CFM, 8.5 TR |  | Nos. | 78000 | Varifiable
1.1 | Air Cooled Condensing Unit - DX Type | Air Cooled Condensing Unit - DX Type | Air Cooled Condensing Unit - DX Type
a | 17.0TR Condenser unit | 17.0TR Condenser unit | 17.0TR Condenser unit | 84159000 | Nos. |  | Varifiable
b | 11.0TR Condenser unit | 11.0TR Condenser unit | 11.0TR Condenser unit | 84159000 | Nos. | 92000 | Varifiable
c | 8.5TR Condenser unit | 8.5TR Condenser unit | 8.5TR Condenser unit | 84159000 | Nos. | 77000 | Varifiable
d | 5.5TR Condenser unit | 5.5TR Condenser unit | 5.5TR Condenser unit | 84159000 | Nos. | 48800 | Varifiable
2.1 | Hi Wall Split Units (DX) | Hi Wall Split Units (DX) | Hi Wall Split Units (DX)
a | 1.0 TR Split Ac. | 1.0 TR Split Ac. | 1.0 TR Split Ac. | 84159000 | Nos | 23000 | Varifiable
b | 1.5 TR Split Ac. | 1.5 TR Split Ac. | 1.5 TR Split Ac. | 84159000 | Nos | 28000 | Varifiable
c | 2.0 TR Split Ac. | 2.0 TR Split Ac. | 2.0 TR Split Ac. | 84159000 | Nos | 34000 | Varifiable
d | 1.0 TR Inverter Ac. | 1.0 TR Inverter Ac. | 1.0 TR Inverter Ac. | 84159000 | Nos | 27000 | Varifiable
e | 1.5 TR Inverter Ac. | 1.5 TR Inverter Ac. | 1.5 TR Inverter Ac. | 84159000 | Nos | 33000 | Varifiable
f | 2.0 TR Inverter Ac. | 2.0 TR Inverter Ac. | 2.0 TR Inverter Ac. | 84158210 | Nos | 40000 | Varifiable
3.1 | Cassette Units (DX) | Cassette Units (DX) | Cassette Units (DX)
a | 1.5 TR Cassette | 1.5 TR Cassette | 1.5 TR Cassette |  | Nos | 40500 | Varifiable
b | 2.0 TR Cassette | 2.0 TR Cassette | 2.0 TR Cassette |  | Nos | 48000 | Varifiable
c | 2.5 TR Cassette | 2.5 TR Cassette | 2.5 TR Cassette |  | Nos |  | Varifiable
d | 3.0 TR Cassette | 3.0 TR Cassette | 3.0 TR Cassette |  | Nos | 65000 | Varifiable
e | 3.5 TR Cassette | 3.5 TR Cassette | 3.5 TR Cassette |  | Nos |  | Varifiable
f | 4.0 TR Cassette | 4.0 TR Cassette | 4.0 TR Cassette |  | Nos | 75000 | Varifiable
g | 1.5 TR Inverter Cassette | 1.5 TR Inverter Cassette | 1.5 TR Inverter Cassette |  | Nos |  | Varifiable
h | 2.0 TR Inverter Cassette | 2.0 TR Inverter Cassette | 2.0 TR Inverter Cassette |  | Nos | 74000 | Varifiable
i | 2.5 TR Inverter Cassette | 2.5 TR Inverter Cassette | 2.5 TR Inverter Cassette |  | Nos |  | Varifiable
j | 3.0 TR Inverter Cassette | 3.0 TR Inverter Cassette | 3.0 TR Inverter Cassette |  | Nos | 107000 | Varifiable
k | 3.5 TR Inverter Cassette | 3.5 TR Inverter Cassette | 3.5 TR Inverter Cassette |  | Nos |  | Varifiable
l | 4.0 TR Inverter Cassette | 4.0 TR Inverter Cassette | 4.0 TR Inverter Cassette |  | Nos | 111000 | Varifiable
m | 1.5 TR Round flow Cassette | 1.5 TR Round flow Cassette | 1.5 TR Round flow Cassette |  | Nos |  | Varifiable
n | 1.8 TR Round flow Cassette | 1.8 TR Round flow Cassette | 1.8 TR Round flow Cassette |  | Nos |  | Varifiable
o | 2.2 TR Round flow Cassette | 2.2 TR Round flow Cassette | 2.2 TR Round flow Cassette |  | Nos |  | Varifiable
p | 2.5 TR Round flow Cassette | 2.5 TR Round flow Cassette | 2.5 TR Round flow Cassette |  | Nos |  | Varifiable
q | 3.0 TR Round flow Cassette | 3.0 TR Round flow Cassette | 3.0 TR Round flow Cassette |  | Nos |  | Varifiable
r | 3.7 TR Round flow Cassette | 3.7 TR Round flow Cassette | 3.7 TR Round flow Cassette |  | Nos |  | Varifiable
s | 4.1 TR Round flow Cassette | 4.1 TR Round flow Cassette | 4.1 TR Round flow Cassette |  | Nos |  | Varifiable
t | 4.5 TR Round flow Cassette | 4.5 TR Round flow Cassette | 4.5 TR Round flow Cassette
4.1 | Ductable Units (DX) | Ductable Units (DX) | Ductable Units (DX)
a | 3.0 TR Ductable Unit | 3.0 TR Ductable Unit | 3.0 TR Ductable Unit | 84158210 | Nos | 41500 | Varifiable
b | 5.5 TR Ductable Unit | 5.5 TR Ductable Unit | 5.5 TR Ductable Unit | 84158210 | Nos | 65000 | Varifiable
c | 8.5 TR Ductable Unit | 8.5 TR Ductable Unit | 8.5 TR Ductable Unit | 84158210 | Nos | 98000 | Varifiable
d | 11.0TR Ductable Unit | 11.0TR Ductable Unit | 11.0TR Ductable Unit | 84158210 | Nos | 122000 | Varifiable
5.1 | Furred In AC (Low Static Duct) – DX FCU
a | 1.5 TR FCU Unit | 1.5 TR FCU Unit | 1.5 TR FCU Unit | 84151010 | Nos | 26700 | Varifiable
b | 2.0 TR FCU Unit | 2.0 TR FCU Unit | 2.0 TR FCU Unit | 84151010 | Nos | 33000 | Varifiable
c | 2.5 TR FCU Unit | 2.5 TR FCU Unit | 2.5 TR FCU Unit | 84151010 | Nos |  | Varifiable
d | 3.0 TR FCU Unit | 3.0 TR FCU Unit | 3.0 TR FCU Unit | 84151010 | Nos |  | Varifiable
5 | VENTILATION UNIT FOR KITCHEN & TOILET
5.1 | Fresh Air Unit | Fresh Air Unit | Fresh Air Unit
a | 4500 CFM | 4500 CFM | 4500 CFM
| 4500 CFM Static Pressure: 30 mm | 4500 CFM Static Pressure: 30 mm | 4500 CFM Static Pressure: 30 mm |  | Nos | 72675 | Varifiable
| 4500 CFM Static Pressure: 40 mm | 4500 CFM Static Pressure: 40 mm | 4500 CFM Static Pressure: 40 mm |  | Nos | 74100 | Varifiable
| 4500 CFM Static Pressure: 50 mm | 4500 CFM Static Pressure: 50 mm | 4500 CFM Static Pressure: 50 mm |  | Nos | 75525 | Varifiable
| 4500 CFM Static Pressure: 60 mm | 4500 CFM Static Pressure: 60 mm | 4500 CFM Static Pressure: 60 mm |  | Nos | 76950 | Varifiable
b | 2500 CFM
| 2500 CFM Static Pressure: 30 mm | 2500 CFM Static Pressure: 30 mm | 2500 CFM Static Pressure: 30 mm |  | Nos | 59850 | Varifiable
| 2500 CFM Static Pressure: 40 mm | 2500 CFM Static Pressure: 40 mm | 2500 CFM Static Pressure: 40 mm |  | Nos | 60800 | Varifiable
| 2500 CFM Static Pressure: 50 mm | 2500 CFM Static Pressure: 50 mm | 2500 CFM Static Pressure: 50 mm |  | Nos | 61750 | Varifiable
| 2500 CFM Static Pressure: 60 mm | 2500 CFM Static Pressure: 60 mm | 2500 CFM Static Pressure: 60 mm |  | Nos | 62700 | Varifiable
5.2 | Wet Scrubber Unit | Wet Scrubber Unit | Wet Scrubber Unit
a | 4500 CFM | 4500 CFM | 4500 CFM
| 4500 CFM Static Pressure: 30 mm | 4500 CFM Static Pressure: 30 mm | 4500 CFM Static Pressure: 30 mm |  | Nos | 91000 | Varifiable
| 4500 CFM Static Pressure: 40 mm | 4500 CFM Static Pressure: 40 mm | 4500 CFM Static Pressure: 40 mm |  | Nos | 92000 | Varifiable
| 4500 CFM Static Pressure: 50 mm | 4500 CFM Static Pressure: 50 mm | 4500 CFM Static Pressure: 50 mm |  | Nos | 93000 | Varifiable
| 4500 CFM Static Pressure: 60 mm | 4500 CFM Static Pressure: 60 mm | 4500 CFM Static Pressure: 60 mm |  | Nos | 94000 | Varifiable
b | 2500 CFM | 2500 CFM | 2500 CFM |  |  |  | Varifiable
| 2500 CFM Static Pressure: 30 mm | 2500 CFM Static Pressure: 30 mm | 2500 CFM Static Pressure: 30 mm |  | Nos | 79800 | Varifiable
| 2500 CFM Static Pressure: 40 mm | 2500 CFM Static Pressure: 40 mm | 2500 CFM Static Pressure: 40 mm |  | Nos | 80750 | Varifiable
| 2500 CFM Static Pressure: 50 mm | 2500 CFM Static Pressure: 50 mm | 2500 CFM Static Pressure: 50 mm |  | Nos | 81700 | Varifiable
| 2500 CFM Static Pressure: 60 mm | 2500 CFM Static Pressure: 60 mm | 2500 CFM Static Pressure: 60 mm |  | Nos | 82650 | Varifiable
5.3 | Air Washer Unit | Air Washer Unit | Air Washer Unit | 8414
a | 4500 CFM | 4500 CFM | 4500 CFM
| 4500 CFM Static Pressure: 30 mm | 4500 CFM Static Pressure: 30 mm | 4500 CFM Static Pressure: 30 mm | 8414 | Nos | 111150 | Varifiable
| 4500 CFM Static Pressure: 40 mm | 4500 CFM Static Pressure: 40 mm | 4500 CFM Static Pressure: 40 mm | 8414 | Nos | 112100 | Varifiable
| 4500 CFM Static Pressure: 50 mm | 4500 CFM Static Pressure: 50 mm | 4500 CFM Static Pressure: 50 mm | 8414 | Nos | 113050 | Varifiable
| 4500 CFM Static Pressure: 60 mm | 4500 CFM Static Pressure: 60 mm | 4500 CFM Static Pressure: 60 mm | 8414 | Nos | 114000 | Varifiable
b | 2500 CFM | 2500 CFM | 2500 CFM
| 2500 CFM Static Pressure: 30 mm | 2500 CFM Static Pressure: 30 mm | 2500 CFM Static Pressure: 30 mm | 8414 | Nos | 95475 | Varifiable
| 2500 CFM Static Pressure: 40 mm | 2500 CFM Static Pressure: 40 mm | 2500 CFM Static Pressure: 40 mm | 8414 | Nos | 96425 | Varifiable
| 2500 CFM Static Pressure: 50 mm | 2500 CFM Static Pressure: 50 mm | 2500 CFM Static Pressure: 50 mm | 8414 | Nos | 97375 | Varifiable
| 2500 CFM Static Pressure: 60 mm | 2500 CFM Static Pressure: 60 mm | 2500 CFM Static Pressure: 60 mm | 8414 | Nos | 98325 | Varifiable
5.4 | Exhaust Air Unit | Exhaust Air Unit | Exhaust Air Unit
a | 4500 CFM | 4500 CFM | 4500 CFM
| 4500 CFM Static Pressure: 30 mm | 4500 CFM Static Pressure: 30 mm | 4500 CFM Static Pressure: 30 mm |  | Nos | 83790 | Varifiable
| 4500 CFM Static Pressure: 40 mm | 4500 CFM Static Pressure: 40 mm | 4500 CFM Static Pressure: 40 mm |  | Nos | 84721 | Varifiable
| 4500 CFM Static Pressure: 50 mm | 4500 CFM Static Pressure: 50 mm | 4500 CFM Static Pressure: 50 mm |  | Nos | 85652 | Varifiable
| 4500 CFM Static Pressure: 60 mm | 4500 CFM Static Pressure: 60 mm | 4500 CFM Static Pressure: 60 mm |  | Nos | 86583 | Varifiable
b | 2500 CFM | 2500 CFM | 2500 CFM
| 2500 CFM Static Pressure: 30 mm | 2500 CFM Static Pressure: 30 mm | 2500 CFM Static Pressure: 30 mm |  | Nos | 65550 | Varifiable
| 2500 CFM Static Pressure: 40 mm | 2500 CFM Static Pressure: 40 mm | 2500 CFM Static Pressure: 40 mm |  | Nos | 66500 | Varifiable
| 2500 CFM Static Pressure: 50 mm | 2500 CFM Static Pressure: 50 mm | 2500 CFM Static Pressure: 50 mm |  | Nos | 67925 | Varifiable
| 2500 CFM Static Pressure: 60 mm | 2500 CFM Static Pressure: 60 mm | 2500 CFM Static Pressure: 60 mm |  | Nos | 68400 | Varifiable
5.5 | Inline Toilet Exhaust Fan | Inline Toilet Exhaust Fan | Inline Toilet Exhaust Fan |  | Nos. |  | Varifiable
a | 100 CFM | 100 CFM | 100 CFM
| 100 CFM Static Pressure : 10 mm | 100 CFM Static Pressure : 10 mm | 100 CFM Static Pressure : 10 mm |  | Nos. | 8500 | Varifiable
| 100 CFM Static Pressure : 15 mm | 100 CFM Static Pressure : 15 mm | 100 CFM Static Pressure : 15 mm |  | Nos. | 8500 | Varifiable
b | 200 CFM | 200 CFM | 200 CFM
| 200 CFM Static Pressure : 10 mm | 200 CFM Static Pressure : 10 mm | 200 CFM Static Pressure : 10 mm |  | Nos. | 8500 | Varifiable
| 200 CFM Static Pressure : 15 mm | 200 CFM Static Pressure : 15 mm | 200 CFM Static Pressure : 15 mm |  | Nos. | 8800 | Varifiable
c | 300 CFM | 300 CFM | 300 CFM
| 300 CFM Static Pressure : 10 mm | 300 CFM Static Pressure : 10 mm | 300 CFM Static Pressure : 10 mm |  | Nos. | 10000 | Varifiable
| 300 CFM Static Pressure : 15 mm | 300 CFM Static Pressure : 15 mm | 300 CFM Static Pressure : 15 mm |  | Nos. | 11000 | Varifiable
6 | Wall Mounted Propellar type Toilet Exhaust Fan | Wall Mounted Propellar type Toilet Exhaust Fan | Wall Mounted Propellar type Toilet Exhaust Fan
| Supply of wall mounted Propeller type exhaust fan with necessary mounting arrangement & Providing cowl piece at termination. | Supply of wall mounted Propeller type exhaust fan with necessary mounting arrangement & Providing cowl piece at termination. | Supply of wall mounted Propeller type exhaust fan with necessary mounting arrangement & Providing cowl piece at termination.
a | 200 CFM | 200 CFM | 200 CFM |  | Nos.
| Static Pressure : 10 mm | Static Pressure : 10 mm | Static Pressure : 10 mm |  | Nos. |  | Varifiable
| Static Pressure : 15 mm | Static Pressure : 15 mm | Static Pressure : 15 mm |  | Nos. |  | Varifiable
7 | Ceiling Mounted Toilet Exhaust Fan ( PROPELLER TYPE FAN ) | Ceiling Mounted Toilet Exhaust Fan ( PROPELLER TYPE FAN ) | Ceiling Mounted Toilet Exhaust Fan ( PROPELLER TYPE FAN )
a | Supply of the following ceiling mounted exhaust fan with necessary mounting arrangement & Providing cowl piece at termination. | Supply of the following ceiling mounted exhaust fan with necessary mounting arrangement & Providing cowl piece at termination. | Supply of the following ceiling mounted exhaust fan with necessary mounting arrangement & Providing cowl piece at termination.
| 200 CFM | 200 CFM | 200 CFM
| Static Pressure : 10 mm | Static Pressure : 10 mm | Static Pressure : 10 mm |  | Nos. |  | Varifiable
| Static Pressure : 15 mm | Static Pressure : 15 mm | Static Pressure : 15 mm |  | Nos. |  | Varifiable
8 | Ceiling Suspended Air Handling Units With Starter Panel | Ceiling Suspended Air Handling Units With Starter Panel | Ceiling Suspended Air Handling Units With Starter Panel
Supply of double skin ceiling suspended air handling units complete with 25mm thick insulated panels, Forward curved DIDW Blower, cooling coil section with 6 Row CHW coil, filter section with filters, fan motor, drive set, mounting base damper etc.as per
a | Chilled water temperature entering 7 deg C & exit 12 deg C | Chilled water temperature entering 7 deg C & exit 12 deg C | Chilled water temperature entering 7 deg C & exit 12 deg C |  | Nos.
b | Fan Outlet Velocity should not exceed 1800 FPM | Fan Outlet Velocity should not exceed 1800 FPM | Fan Outlet Velocity should not exceed 1800 FPM |  | Nos.
c | Coil face velocity should not exceed 500 FPM | Coil face velocity should not exceed 500 FPM | Coil face velocity should not exceed 500 FPM |  | Nos.
d | Filter velocity should not exceed 400 FPM | Filter velocity should not exceed 400 FPM | Filter velocity should not exceed 400 FPM |  | Nos.
i | 5600 CFM, 14 TR | 5600 CFM, 14 TR | 5600 CFM, 14 TR |  | Nos. | 148500 | Varifiable
ii | 5200 CFM, 13 TR | 5200 CFM, 13 TR | 5200 CFM, 13 TR |  | Nos. | 141000 | Varifiable
iii | 5000 CFM, 12.5 TR | 5000 CFM, 12.5 TR | 5000 CFM, 12.5 TR |  | Nos. | 136500 | Varifiable
iv | 4500 CFM, 11 TR | 4500 CFM, 11 TR | 4500 CFM, 11 TR |  | Nos. | 109000 | Varifiable
v | 4000 CFM, 10 TR | 4000 CFM, 10 TR | 4000 CFM, 10 TR |  | Nos. | 100100 | Varifiable
vi | 3500 CFM, 8.5 TR | 3500 CFM, 8.5 TR | 3500 CFM, 8.5 TR |  | Nos. | 89100 | Varifiable
vii | 2800 CFM, 7.0 TR | 2800 CFM, 7.0 TR | 2800 CFM, 7.0 TR |  | Nos. | 74250 | Varifiable
viii | 2000 CFM, 5.0 TR | 2000 CFM, 5.0 TR | 2000 CFM, 5.0 TR |  | Nos. | 55200 | Varifiable
9 | Starter Panel
Supply of Direct online starters suitable for motors of Air handling units of below mentioned capacities (KW/HP).The starter shall comprise of all necessary power and control equipments including, Auto/manual selector switch, start/stop push button, LED i
i | 0.75KW(1HP) | 0.75KW(1HP) | 0.75KW(1HP) |  | Nos. | 5000 | Varifiable
ii | 1.12KW (1.5HP) | 1.12KW (1.5HP) | 1.12KW (1.5HP) |  | Nos. | 6000 | Varifiable
iii | 1.49KW (2HP) | 1.49KW (2HP) | 1.49KW (2HP) |  | Nos. | 11000 | Varifiable
iv | 2.24KW (3HP) | 2.24KW (3HP) | 2.24KW (3HP) |  | Nos. | 12500 | Varifiable
v | 2.98KW (4HP) | 2.98KW (4HP) | 2.98KW (4HP) |  | Nos. | 12500 | Varifiable
vi | 3.73KW (5HP) | 3.73KW (5HP) | 3.73KW (5HP) |  | Nos. | 12500 | Varifiable
vii | 4.48KW (6HP) | 4.48KW (6HP) | 4.48KW (6HP) |  | Nos. | 12500 | Varifiable
viii | 5.6KW (7.5HP) | 5.6KW (7.5HP) | 5.6KW (7.5HP) |  | Nos. | 18000 | Varifiable
ix | 7.46KW (10HP) | 7.46KW (10HP) | 7.46KW (10HP) |  | Nos. | 18000 | Varifiable
10 | Chilled Water pipe | Chilled Water pipe | Chilled Water pipe
Supply of chilled water pipes in MS class C with necessary clamps, vibration isolator and fittings such as bends, tees etc. but excluding valves, strainers, gauges etc. Adequately supported on rigid supports duly painted as per specification and as requi
a | 80 mm dia. | 80 mm dia. | 80 mm dia. |  | Nos. | 1050 | Varifiable
b | 65 mm dia. | 65 mm dia. | 65 mm dia. |  | Nos. | 950 | Varifiable
c | 50 mm dia. | 50 mm dia. | 50 mm dia. |  | Nos. | 762 | Varifiable
d | 40 mm dia. | 40 mm dia. | 40 mm dia. |  | Nos. | 645 | Varifiable
e | 32 mm dia. | 32 mm dia. | 32 mm dia. |  | Nos. | 590 | Varifiable
f | 25 mm dia. | 25 mm dia. | 25 mm dia. |  | Nos. | 510 | Varifiable
11 | Chilled Water pipe Insulation | Chilled Water pipe Insulation | Chilled Water pipe Insulation
Supply of Providing and fixing insulation by applying adhesive as per specifications and drawings.
a | 80 mm dia. | 80 mm dia. | 80 mm dia. |  | Nos. | 520 | Varifiable
b | 65 mm dia. | 65 mm dia. | 65 mm dia. |  | Nos. | 490 | Varifiable
c | 50 mm dia. | 50 mm dia. | 50 mm dia. |  | Nos. | 450 | Varifiable
d | 40 mm dia. | 40 mm dia. | 40 mm dia. |  | Nos. | 430 | Varifiable
e | 32 mm dia. | 32 mm dia. | 32 mm dia. |  | Nos. | 410 | Varifiable
f | 25 mm dia. | 25 mm dia. | 25 mm dia. |  | Nos. | 375 | Varifiable
12 | Butter Fly Valve | Butter Fly Valve | Butter Fly Valve
Supply of following sizes of Butterfly valve with lug type construction, bolts, supports etc. The valves should be insulated by making 24 G aluminium sheet box and filling loose TF thermocole applied as per specifications. Valves should be suitable fo
a | 80 mm dia. | 80 mm dia. | 80 mm dia. |  | Nos. | 4250 | Varifiable
b | 65 mm dia. | 65 mm dia. | 65 mm dia. |  | Nos. | 2700 | Varifiable
c | 50 mm dia. | 50 mm dia. | 50 mm dia. |  | Nos. | 2600 | Varifiable
d | 40 mm dia. | 40 mm dia. | 40 mm dia. |  | Nos. | 2250 | Varifiable
e | 32 mm dia. | 32 mm dia. | 32 mm dia. |  | Nos. | 2150 | Varifiable
f | 25 mm dia. | 25 mm dia. | 25 mm dia. |  | Nos. | 1600 | Varifiable
13 | Ball Valve | Ball Valve | Ball Valve
Supply of following sizes of Ball valve with lug type construction, bolts, supports etc. The valves should be insulated by making 24 G aluminium sheet box and filling loose TF thermocole applied as per specifications. Valves should be suitable for 10K
a | 80 mm dia. | 80 mm dia. | 80 mm dia. |  | Nos. | 5200 | Varifiable
b | 65 mm dia. | 65 mm dia. | 65 mm dia. |  | Nos. | 4500 | Varifiable
c | 50 mm dia. | 50 mm dia. | 50 mm dia. |  | Nos. | 4100 | Varifiable
d | 40 mm dia. | 40 mm dia. | 40 mm dia. |  | Nos. | 3000 | Varifiable
e | 32 mm dia. | 32 mm dia. | 32 mm dia. |  | Nos. | 2250 | Varifiable
f | 25 mm dia. | 25 mm dia. | 25 mm dia. |  | Nos. | 1900 | Varifiable
14 | Balancing Valve | Balancing Valve | Balancing Valve
Supply of following sizes of balancing valve with matching flanges, bolts, supports etc. The valves should be insulated by making 24 G aluminium sheet box and filling loose TF thermocole applied as per specifications. (Make : Tour & Anderson )
a | 80 mm dia. | 80 mm dia. | 80 mm dia. |  | Nos. | 10700 | Varifiable
b | 65 mm dia. | 65 mm dia. | 65 mm dia. |  | Nos. | 9600 | Varifiable
c | 50 mm dia. | 50 mm dia. | 50 mm dia. |  | Nos. | 7400 | Varifiable
d | 40 mm dia. | 40 mm dia. | 40 mm dia. |  | Nos. | 6300 | Varifiable
e | 32 mm dia. | 32 mm dia. | 32 mm dia. |  | Nos. | 5200 | Varifiable
f | 25 mm dia. | 25 mm dia. | 25 mm dia. |  | Nos. | 4100 | Varifiable
15 | Two Way valve OR Three Way Valve | Two Way valve OR Three Way Valve | Two Way valve OR Three Way Valve
Supply of following sizes of Two way Valve with matching flanges, bolts, supports etc. The valves should be insulated by making 24 G aluminium sheet box and filling loose TF thermocole applied as per specifications. ( Make: Honeywell,Belimo, Anergy,Rapid
a | 80 mm dia. | 80 mm dia. | 80 mm dia. |  | Nos. | 14500 | Varifiable
b | 65 mm dia. | 65 mm dia. | 65 mm dia. |  | Nos. | 20500 | Varifiable
c | 50 mm dia. | 50 mm dia. | 50 mm dia. |  | Nos. | 15000 | Varifiable
d | 40 mm dia. | 40 mm dia. | 40 mm dia. |  | Nos. | 12000 | Varifiable
e | 32 mm dia. | 32 mm dia. | 32 mm dia. |  | Nos. | 10500 | Varifiable
f | 25 mm dia. | 25 mm dia. | 25 mm dia. |  | Nos. | 8500 | Varifiable
16 | Y' Stainer | Y' Stainer | Y' Stainer
Supply of following sizes of 'Y' Stainer with matching flanges, bolts, supports etc. The valves should be insulated by making 24 G aluminium sheet box and filling loose TF thermocole applied as per specifications.
a | 80 mm dia. | 80 mm dia. | 80 mm dia. |  | Nos. | 5100 | Varifiable
b | 65 mm dia. | 65 mm dia. | 65 mm dia. |  | Nos. | 4700 | Varifiable
c | 50 mm dia. | 50 mm dia. | 50 mm dia. |  | Nos. | 4100 | Varifiable
d | 40 mm dia. | 40 mm dia. | 40 mm dia. |  | Nos. | 3500 | Varifiable
e | 32 mm dia. | 32 mm dia. | 32 mm dia. |  | Nos. | 3000 | Varifiable
f | 25 mm dia. | 25 mm dia. | 25 mm dia. |  | Nos. | 2900 | Varifiable
17 | Auto Air vent valve | Auto Air vent valve | Auto Air vent valve
Supply of following sizes of Auto Air Vent Valve
a | 3/4" Ball valves for vent / Purge in each risers & common headers | 3/4" Ball valves for vent / Purge in each risers & common headers | 3/4" Ball valves for vent / Purge in each risers & common headers |  | Nos. | 1650 | Varifiable
18 | Pressure Guage/Thermometer | Pressure Guage/Thermometer | Pressure Guage/Thermometer
Supply of following guages as per drawing
a | Pressure gauge with gauge cock, thermowell | Pressure gauge with gauge cock, thermowell | Pressure gauge with gauge cock, thermowell |  | Nos. | 700 | Varifiable
b | Thermometers (Mercury filled V form type) | Thermometers (Mercury filled V form type) | Thermometers (Mercury filled V form type) |  | Nos. | 700 | Varifiable
19 | Drain Valves | Drain Valves | Drain Valves
Supply of following drain valve as follows
a | 25mm dia | 25mm dia | 25mm dia |  | Nos. | 800 | Varifiable
b | 40mm dia | 40mm dia | 40mm dia |  | Nos. | 1400 | Varifiable
20 | Suplpy of following Control Valves in brass - 32mm dia | Suplpy of following Control Valves in brass - 32mm dia | Suplpy of following Control Valves in brass - 32mm dia |  | Nos. | 2700 | Varifiable
21 | Ceiling suspended FCU (Fan Coil Unit) - CHW Type
Supply of ceiling suspended FCU (Fan Coil Unit) complete with GI powder coated body , Centrifugal forward curved blade, cooling coil section with 3 Row CHW coil, filter section with filters, fan motor, drive set , etc.as per specifications and drawings.
a | Chilled water temperature entering 7 deg C & exit 12 deg C | Chilled water temperature entering 7 deg C & exit 12 deg C | Chilled water temperature entering 7 deg C & exit 12 deg C
b | Coil face velocity should not exceed 500 FPM | Coil face velocity should not exceed 500 FPM | Coil face velocity should not exceed 500 FPM
c | Filter velocity should not exceed 400 FPM | Filter velocity should not exceed 400 FPM | Filter velocity should not exceed 400 FPM
a | External Static Pressure: 10 mm | External Static Pressure: 10 mm | External Static Pressure: 10 mm
i | 786 CFM, 2.16 TR | 786 CFM, 2.16 TR | 786 CFM, 2.16 TR |  | Nos. | 32000 | Varifiable
ii | 1265 CFM, 3.1 TR | 1265 CFM, 3.1 TR | 1265 CFM, 3.1 TR |  | Nos. | 36000 | Varifiable
22 | Fan Coil Unit Valve Station | Fan Coil Unit Valve Station | Fan Coil Unit Valve Station
| Supply of following valve station for fan coil Unit . It shall include following Item: 1. Ball Valve. 2. Y-Strainer. 3. PICV Valve. 4. Temperature gauge. 5. Pressure gauge. 6. Drain Valve. 7. Necessary Insulated copper Pipe connection | Supply of following valve station for fan coil Unit . It shall include following Item: 1. Ball Valve. 2. Y-Strainer. 3. PICV Valve. 4. Temperature gauge. 5. Pressure gauge. 6. Drain Valve. 7. Necessary Insulated copper Pipe connection | Supply of following valve station for fan coil Unit . It shall include following Item: 1. Ball Valve. 2. Y-Strainer. 3. PICV Valve. 4. Temperature gauge. 5. Pressure gauge. 6. Drain Valve. 7. Necessary Insulated copper Pipe connection
i | 32 mm dia. | 32 mm dia. | 32 mm dia. |  | Nos. | 11000 | Varifiable
ii | 25 mm dia. | 25 mm dia. | 25 mm dia. |  | Nos. | 9000 | Varifiable
iii | 20 mm dia. | 20 mm dia. | 20 mm dia. |  | Nos. | 7000 | Varifiable
23 | FLOOR MOUNTED Air Handling Unit - DX Type | FLOOR MOUNTED Air Handling Unit - DX Type | FLOOR MOUNTED Air Handling Unit - DX Type
Supply of double skin ceiling suspended air handling units complete with 45mm thick insulated panels, forward curved DIDW Blower, cooling coil section with 6 Row DX coil, filter section with filters, fan motor, drive set, mounting base damper etc.as per s
a | 6300 CFM, 31 TR ( ODU - 8.5TR x 3 Nos + 5.5TR x 1 Nos) | 6300 CFM, 31 TR ( ODU - 8.5TR x 3 Nos + 5.5TR x 1 Nos) | 6300 CFM, 31 TR ( ODU - 8.5TR x 3 Nos + 5.5TR x 1 Nos)
| Total Static Pressure: 50 mm | Total Static Pressure: 50 mm | Total Static Pressure: 50 mm |  | Nos. | 193500 | Varifiable
| Total Static Pressure: 40 mm | Total Static Pressure: 40 mm | Total Static Pressure: 40 mm |  | Nos. | 190800 | Varifiable
b | 6300 CFM, 28 TR ( ODU - 8.5TR x 2 Nos + 5.5TR x 2 Nos) | 6300 CFM, 28 TR ( ODU - 8.5TR x 2 Nos + 5.5TR x 2 Nos) | 6300 CFM, 28 TR ( ODU - 8.5TR x 2 Nos + 5.5TR x 2 Nos)
| Total Static Pressure: 50 mm | Total Static Pressure: 50 mm | Total Static Pressure: 50 mm |  | Nos. | 193500 | Varifiable
| Total Static Pressure: 40 mm | Total Static Pressure: 40 mm | Total Static Pressure: 40 mm |  | Nos. | 190800 | Varifiable
c | 6300 CFM, 25 TR ( ODU - 8.5TR x 1 Nos + 5.5TR x 3 Nos) | 6300 CFM, 25 TR ( ODU - 8.5TR x 1 Nos + 5.5TR x 3 Nos) | 6300 CFM, 25 TR ( ODU - 8.5TR x 1 Nos + 5.5TR x 3 Nos)
| Total Static Pressure: 50 mm | Total Static Pressure: 50 mm | Total Static Pressure: 50 mm |  | Nos. | 193500 | Varifiable
| Total Static Pressure: 40 mm | Total Static Pressure: 40 mm | Total Static Pressure: 40 mm |  | Nos. | 190800 | Varifiable
24 | Sequencing and starter panel | Sequencing and starter panel | Sequencing and starter panel
| Supply of Sequencing panel with all MCB’s controller, contactor and relay along with the starter panel inbuilt within the single panel controlling with the controller for the sequencing of multiple outdoors based on the temperature sensors. It should be s |  |  |  | Nos. | 97200 | Varifiable
| 3.7 KW DOL AHU with 2 X 8.5 TR & 2 x 5.5 TR ODU MCB Power System IP55 OutdoorType Wall Mounted3.7 KW DOL AHU with 2 X 8.5 TR & 2 x 5.5 TR ODU MCB Power System IP55 OutdoorType Wall Mounted | 3.7 KW DOL AHU with 2 X 8.5 TR & 2 x 5.5 TR ODU MCB Power System IP55 OutdoorType Wall Mounted3.7 KW DOL AHU with 2 X 8.5 TR & 2 x 5.5 TR ODU MCB Power System IP55 OutdoorType Wall Mounted | 3.7 KW DOL AHU with 2 X 8.5 TR & 2 x 5.5 TR ODU MCB Power System IP55 OutdoorType Wall Mounted3.7 KW DOL AHU with 2 X 8.5 TR & 2 x 5.5 TR ODU MCB Power System IP55 OutdoorType Wall Mounted
| Description | Description | Description
| 125A TP 25 kA MCCB + ROM Main Incomer - Schneider Make - 1 No. | 125A TP 25 kA MCCB + ROM Main Incomer - Schneider Make - 1 No. | 125A TP 25 kA MCCB + ROM Main Incomer - Schneider Make - 1 No.
| VAF Digital Meter - Schneider Make - Set | VAF Digital Meter - Schneider Make - Set | VAF Digital Meter - Schneider Make - Set
| VMR uv/ov/spp/rp - Selac Make - 1 No. | VMR uv/ov/spp/rp - Selac Make - 1 No. | VMR uv/ov/spp/rp - Selac Make - 1 No.
| 125/5A Current Transformer - N R G Make - 3 Nos. | 125/5A Current Transformer - N R G Make - 3 Nos. | 125/5A Current Transformer - N R G Make - 3 Nos.
| 6 A Control SPMCB - Schneider Make - 3 Nos. | 6 A Control SPMCB - Schneider Make - 3 Nos. | 6 A Control SPMCB - Schneider Make - 3 Nos.
| AHU | AHU | AHU
| 16 A 10 kA TP MCB for 3.7 KW AHU - Schneider Make - 1 No. | 16 A 10 kA TP MCB for 3.7 KW AHU - Schneider Make - 1 No. | 16 A 10 kA TP MCB for 3.7 KW AHU - Schneider Make - 1 No.
| Contactor 18A TP - Schneider Make - 6 Nos. | Contactor 18A TP - Schneider Make - 6 Nos. | Contactor 18A TP - Schneider Make - 6 Nos.
| Over load relay 7 - 10 A O/L + SPP - Schneider Make - 1 No. | Over load relay 7 - 10 A O/L + SPP - Schneider Make - 1 No. | Over load relay 7 - 10 A O/L + SPP - Schneider Make - 1 No.
| 2 X 8.5 TR ODU | 2 X 8.5 TR ODU | 2 X 8.5 TR ODU
| 32 A TP MCB - Schneider Make - 2 Nos | 32 A TP MCB - Schneider Make - 2 Nos | 32 A TP MCB - Schneider Make - 2 Nos
| Contactor 32A TP - Schneider Make - 2 Nos | Contactor 32A TP - Schneider Make - 2 Nos | Contactor 32A TP - Schneider Make - 2 Nos
| Over load relay 14 - 23 A O/L + SPP - Schneider Make - 2 Nos | Over load relay 14 - 23 A O/L + SPP - Schneider Make - 2 Nos | Over load relay 14 - 23 A O/L + SPP - Schneider Make - 2 Nos
| 2 x 5.5 TR ODU | 2 x 5.5 TR ODU | 2 x 5.5 TR ODU
| 25 A TP MCB - Schneider Make - 2 Nos | 25 A TP MCB - Schneider Make - 2 Nos | 25 A TP MCB - Schneider Make - 2 Nos
| Contactor 25A TP - Schneider Make - 2 Nos | Contactor 25A TP - Schneider Make - 2 Nos | Contactor 25A TP - Schneider Make - 2 Nos
| Over load relay 9 - 13 A O/L + SPP - Schneider Make - 2 Nos | Over load relay 9 - 13 A O/L + SPP - Schneider Make - 2 Nos | Over load relay 9 - 13 A O/L + SPP - Schneider Make - 2 Nos
| Emrgancy Stop Lockble - Teknic Make - 1 No. | Emrgancy Stop Lockble - Teknic Make - 1 No. | Emrgancy Stop Lockble - Teknic Make - 1 No.
| Auto/Manual S/S - KeeCee Make - 1 No. | Auto/Manual S/S - KeeCee Make - 1 No. | Auto/Manual S/S - KeeCee Make - 1 No.
| Start/Stop Push Button - Teknic Make - 8 Nos. | Start/Stop Push Button - Teknic Make - 8 Nos. | Start/Stop Push Button - Teknic Make - 8 Nos.
| ON/OFF/TRIP Indicating lamp Led - Teknic Make - 12 Nos. | ON/OFF/TRIP Indicating lamp Led - Teknic Make - 12 Nos. | ON/OFF/TRIP Indicating lamp Led - Teknic Make - 12 Nos.
| 4 DO PLC with LP HP - Selec Make - 1 Set | 4 DO PLC with LP HP - Selec Make - 1 Set | 4 DO PLC with LP HP - Selec Make - 1 Set
| 4 Way Card Relay - Savison Make - 1 No. | 4 Way Card Relay - Savison Make - 1 No. | 4 Way Card Relay - Savison Make - 1 No.
| 230/24VDC SMPS - Savison Make - 1 No. | 230/24VDC SMPS - Savison Make - 1 No. | 230/24VDC SMPS - Savison Make - 1 No.
| Temperature Sensor - SansAir Make - 1 No. | Temperature Sensor - SansAir Make - 1 No. | Temperature Sensor - SansAir Make - 1 No.
| 4" Fan & Filter - 1 No. | 4" Fan & Filter - 1 No. | 4" Fan & Filter - 1 No.
| Remote Station ( Start/Stop/On) - S G - 1 No. | Remote Station ( Start/Stop/On) - S G - 1 No. | Remote Station ( Start/Stop/On) - S G - 1 No.
25 | Air Cooled Condensing Unit - DX Type | Air Cooled Condensing Unit - DX Type | Air Cooled Condensing Unit - DX Type
Supply of condensing unit. The unit shall comprise of scroll / Rotary Compressor, Air cooled condenser & Condenser fan. Compressors shall be cut-off automatically under part load conditions. The units shall have microprocessor controls.
a | 17.0TR Condenser unit | 17.0TR Condenser unit | 17.0TR Condenser unit |  | Nos. | 153000 | Varifiable
b | 11.0TR Condenser unit | 11.0TR Condenser unit | 11.0TR Condenser unit |  | Nos. | 92700 | Varifiable
c | 8.5TR Condenser unit | 8.5TR Condenser unit | 8.5TR Condenser unit |  | Nos. | 72900 | Varifiable
d | 5.5TR Condenser unit | 5.5TR Condenser unit | 5.5TR Condenser unit |  | Nos. | 54900 | Varifiable

## KFC SS EQUIP Final (hidden)
KFC- SS Fabricated Equipments Pan India
Sr No | Equipment Description / Long Description | Item Description | Nos | Rates FY 22-23 | Qty | Amount | REMARK
1 | Toaster Table O/s 750 x 900 x 800 + 100 mm,without hot surface on top front and slide under to keep the bun trays | TOASTER TABLE O/S 750 X 900 X 800+100MM | Nos | 16071 | 0 | 0
1a | Toaster Table O/s 450 x 900 x 800 + 100 mm,without hot surface on top front and slide under to keep the bun trays | TOASTER TABLE O/S 450 X 900 X 800+300MM | Nos | 16071 | 0 | 0
2 | Bun Basket / Bun Trolley 640 X700 X 1600 (For Bun crate size 550 X655 X 104 MM) to keep the 10 Bun crates | Bun Trolley with crates 640X700X1600mm | Nos | 14841 | 0 | 0
2a | Bun Basket / Bun Trolley 640 X700 X 1600 (withot Bun crates) - only for North region Rest of Delhi | Bun Trolley without crates 640X700X1600m | Nos | 21534 | 0 | 0
3 | Tables to keep the HLZ/ HCW8/ HCW5 i cavity to slide in Drawer warmer in RHS with U/S on other side to keep the condiments/trays | Tables to keep the HLZ/ HCW8/ HCW5 i cavity to slide in Drawer warmer in RHS with U/S on other side to keep the condiments/trays |  | 0 | 0 | 0
3a | HLZ Table 1220 x 990 x 800 (4'-2"x 3'-3"x 2'-6") | HLZ TABLE 1220 X 990 X 800 MM | Nos | 27543 | 0 | 0
3b | Top Shelf For HLZ | TOP SHELF FOR HLZ 1220 X 630 X 600+50 MM | Nos | 3881 | 0 | 0
3c | HCW-8 Table | HCW-8 TABLE | Nos | 65176 | 0 | 0
3d | HCW -5 Table | HCW-5 TABLE | Nos | 40825 | 0 | 0
4 | BURGER CHUTE TABLE (PACK TABLE) - PT-3 with cavity to install Hot Hold Drawer with back side SS box with adjustable middle shelf 850 X 1325 X 800 - for Burger chute | PACK TABLE-PT-3 SIZE 865 X 1346 X 800 MM | Nos | 25329 | 0 | 0
5 | Griller Table (Size 1'-2" x 3'-0") - 375 x 900x 800+150mm | GRILLER TABLE 375X 900 X 800+150 MM | Nos | 11644 | 0 | 0
6 | Exhaust Hood (with Fresh-air duct), large hood (Non Veg Area) size : as per site (2 pcs with 4 nos. filters, fresh air grill, 4 nos. covered lights & Oil dip tray , 2 nos. Bonpet jali holder with mesh) - Size 10'-10" RFT | EXHAUST HOOD WITH FRESH-AIR DUCT 10.10FT | Nos | 54338 | 0 | 0
6a |  | 6 '' HIGH OF FRONT NON STANDARD NON VEG HOOD | Nos
6b |  | 8 '' HIGH OF FRONT NON STANDARD NON VEG HOOD | Nos
6c |  | 10'' HIGH OF FRONT NON STANDARD NON VEG HOOD | Nos
7 | Exhaust Hood (with Fresh-air duct), large hood (Non Veg Area) size : as per site (2 pcs with 4 nos. filters, fresh air grill, 4 nos, covered lights & Oil dip tray, 2 nos. Bonpet jali holder with mesh) - Size 13'-9" RFT | EXHAUST HOOD WITH FRESH-AIR DUCT 13.9FT | Nos | 69288 | 0 | 0
8 | Exhaust Hood (with Fresh-air duct), large hood (Non Veg Area) size : as per site (2 pcs with 4 nos. filters, fresh air grill, 4 nos. covered lights & Oil dip tray, 2 nos. Bonpet jali holder with mesh) - Size 12’5” RFT | EXHAUST HOOD WITH FRESH-AIR DUCT 12.5 FT | Nos | 64601 | 0 | 0
9 | Low Height Proximity Hood for Veg. Section dimension : With 2 filter and Oil Dip Tray , 1 nos. Bonpet jali holder with mesh (Dimension to vary site to site) | Low Height Proximity Hood for Veg. Section dimension : With 2 filter and Oil Dip Tray , 1 nos. Bonpet jali holder with mesh (Dimension to vary site to site)
9a | 14 T (450 x 900 x 1550) 1 VAT | Low Height Proximity Hood 14T 500x1000 | Nos | 15180 | 0 | 0
9b | 14TR (950 X 900 X 1550) 2 VAT | Low Height Proximity Hood 14TR 950x1000 | Nos | 27543 | 0 | 0
9c | 14 TTR (1350 x 900 x 1550) 3 VAT | LowHeight ProximityHood 14TTR 1350x1000 | Nos | 35449 | 0 | 0
10 | Rack Table with bottom shelf and 150mm back splash, O/S- 625 x 975 x 865 +150 mm (one holder under the table top (at front legs) for keeping Tongs, Brushes etc) | Rack Table size 625 x 975x 865+150 mm | Nos | 8309 | 0 | 0
11 | Wall Shelf -SS Sheet over Single Breading Table, O/s: 1100 x 300 mm | WallShelf-SS Breading table 1100 x 300mm | Nos | 2559 | 0 | 0
11a | Wall Shelf -SS Sheet over Dual Breading Table, O/s: 1800 x 300 mm | WallShelf-SS Dual Breadingtable 1800x300 | Nos | 3591 | 0 | 0
12 | BT Sink, One sink of size 450 x 525 x 300, backspalsh,deck mounted faucets, drain valve provided (Marking for 20Lit & 40Lit), O/s -With Landing space | BT Sink with landing space 825x600x800mm | Nos | 11098 | 0 | 0
13 | Wall Shelf - SS Sheet over B.T.Sink 850x 300 (Size 2'-10"x 1'-0") | WallShelf-SS B.T.Sink size 850 x300mm | Nos | 2559 | 0 | 0
14 | Hand Wash Sink (Wall Mounted) with Goose neck tap(Jaguar) O/s 450 x 525 x 350 mm ,provided with swan type faucets, sink will fixed with nut & bolts with the frame no welding - with 3/4" flaps on both sides | HAND WASH SINK WALL MOUNTED 450X525X350 | Nos | 9804 | 0 | 0
15 | Dirty Dish Landing Table 530 x 660 x 1775 (865+975mm), garbage chute, with 3 Upper pipe shelves to keep the clean plates and trays | Dirty Dish Landing Table 530x660x1775 | Nos | 14950 | 0 | 0
16 | 3 Compartment Bowl Sink , with 2 sinks of size 450 x 525 x 300 on both side & centre sink Size is 625 X 500 X 525, backspalsh,deck mounted faucets, PARKO, drain valve provided (Marking for 20Lit & 40Lit) O/s 1675 x 700 x 800 + 300 mmCenter sink should be having 8"& 6" holes for faucet. sink will fixed with nut & bolts with the frame no welding | 3 Compartment Bowl Sink 450x525x300 mm | Nos | 31021 | 0 | 0
17 | Wall Shelf -Pipe over 3 Bowl Sink, O/s - 1600 x 300 | WallShelf-Pipe over 3Bowl Sink 1600x300m | Nos | 4439 | 0 | 0
18 | Chicken Stand with Drip Tray single O/s 450x650x150 mm - Standard Quantity = SHOULD BE EQUAL TO NUMBER OF THAWING RACK. [model PT- 10 F] | ChickenStand DripTray single 450x650x150 | Nos | 3680 | 0 | 0
19 | Thawing Chicken Rack (New Design) with SS 4" wheels and drip tray, O/s : 600x 400 x 2010 mm | THAWING CHICKEN RACK 600 X 400 X 2010MM | Nos | 19935 | 0 | 0
20 | Scanner Box (to be installed under 3 Bowl Sink) 750x 450 x 380 (2'-6" x 1'-6'x 1'-3") | SCANNER BOX | Nos | 4439 | 0 | 0
21 | Combi Oven Stand (New design Combi Oven Stand) - 700x 600 x 930 with Top plain sheet | COMBI OVEN STAND NEW DESIGN 700X600X930 | Nos | 21678 | 0 | 0
22 | Soaking Tub ( for washing of grill racks and trays) 495x390x698 mm. Customized design to accommodate 10 grill racks for washing. Equipped with drain valve, special rack inside and SS wheels.( without Lid) - Standard Quantity = 1 no. | SOAKING TUB SIZE 495 X 390 X 698MM | Nos | 10925 | 0 | 0
23 | Bonpet Jali (Ceiling Mounted - Non Veg Hood) - Standard Qty - 2 nos. included with Hood | BONPET JALI | Nos | #VALUE! | 0
24 | Bonpet Jali (Veg. Hood Mounted) - Standard Quantity = 1 no. Included with Hood | BONPET JALI | Nos | #VALUE! | 0
25 | Wall Shelf -SS Sheet for Veg Prep Table-1 O/s: 900 x 300 mm | WALL SHELF FOR VEG PREP TABLE 900X300 MM | Nos | 1840 | 0 | 0
26 | Wall Shelf -SS Sheet for Veg Prep Table-1 O/s: 1200 x 300 mm - Optional | WALL SHELF FOR VEG PREP TABLE 1500X300MM | Nos | 2444 | 0 | 0
27 | Drink Tower Station - 1 (for Cobra Towers) O/s 600x600x800 mm, With Accessories (1) 1 Ice bin puff insulated, (2) drain water manifold, (3) Fixed with 3 cup adjustable dispensers (Franke), (4) SS chase (100x100) height 6' . | DRINK TOWER STATION 600X600X800+1800 MM | Nos | 27543 | 0 | 0
27a | Counter top Drink Tower Station - Ice bin with cup holder of 8 kg capacity - 355 x 610 x 812mm / Ice bin | Counter Top Drink Tower St 355x610x812mm | Nos | 25846 | 0 | 0
28 | PACK TABLE - in front of the holding cabinets with adjustable shelfs 1275 X 325 X 800 (No Covering from 3 sides) & holder for tongs on top front | PACK TABLE 1275 X 325 X 800MM | Nos | 18285 | 0 | 0
29 | Delivery Pack Table 600 x 900 x 1050+650mm with 4 drawer and 1 keyboard (NEW DESIGN) | Delivery Pack Table 600x900x1050+650mmNE | Nos | 17193 | 0 | 0
30 | Microwave Shelf - 550 x 425 (1'-10" L x 1'-5" D) | MICROWAVE SHELF SIZE 550 X 425MM | Nos | 2185 | 0 | 0
31 | SMALL PHT - Platform handtruck 600 x900 x 864mm (Goods Trolley - SMALL) - Standard Quantity = 1no. | PHT-PLATFORM HANDTRUCK 600X900X864 MM | Nos | 6095 | 0 | 0
31a | BIG PHT - Platform handtruck 900 x 1500 x 1015 mm with 8" dia wheels (Goods Trolley - BIG) - AS PER OP'S REQUIREMENT | PHT-PLATFORM HANDTRUCK 900X1500X1015MM | Nos | 12938 | 0 | 0
32 | Mop Sink - 375 X 600 X 450 MM | MOP SINK - 375 X 600 X 550 MM | Nos | 9804 | 0 | 0
33 | Breading Table Rack - Size (370 x 480 x 400 mm) | BREADING TABLE RACK 370 X 480 X 400MM | Nos | 3163 | 0 | 0
34 | Delivery Bag rack - 900 x450 x 1900 (Helmet Rack) | DELIVERY BAG RACK-900X450X1900MM HELMET | Nos | 14950 | 0 | 0
35 | Printer Shelf - 305x 225 | PRINTER SHELF | Nos | 1495 | 0 | 0
36 | MPNC Shelf - 455 x 300 | MPNC SHELF | Nos | 1167 | 0 | 0
37 | Weighing Scale Shelf - 405 x 405 | WEIGHING SCALE SHELF | Nos | 1495 | 0 | 0
38 | Helmet Stand With 8 mm Rods /J-hook - Optional | HELMET STAND WITH 8 MM RODS /JHOOK | Nos | 2053 | 0 | 0
39 | Brush Hanger - Standard Quantity = 1no. | BRUSH HANGER | Nos | 2382 | 0 | 0
40 | KOT Ticket Rail - Standard Quantity = 1no. | TICKET RAIL | Nos | 742 | 0 | 0
41 | Marination Rack (825 x 525 x 1575) with 6 nos. of shelves (only for North region - Standard quantity 2 nos.) | MARINATION RACK 825X 525 X 1575 MM | Nos | 19383 | 0 | 0
| EXTRA ITEMS (ONLY FOR MASTER SHEET) | EXTRA ITEMS | Nos |  |  | 0
42 | BT SINK - Without Landing 600 x 600 x 800 + 300 mm | BT SINK-WITHOUT LANDING 600X600X800+300 | Nos | 12133 | 0 | 0
43 | Oven Cart for half bun pan movement (417x555x1200 mm) with 8 channels to accommodate 8 trays. Sides and top is covers. SS 3" wheels with brakes (Combi Trolley) | Oven Cart for bunpan movent 417x555x1200 | Nos | 13352 | 0 | 0
44 | Wall Shelf -SS Sheet for Veg Prep Table-1 O/s: 1500 x 300 mm - Optional | WALL SHELF FOR VEG PREP TABLE 1500X300MM | Nos | 2771 | 0 | 0
45 | Delivery Pack Table 600 x 900 x 800+1500mm with 2 drawer - Old design & model | Delivery Pack Table 600x900x800+1500old | Nos | 16129 | 0 | 0
46 | SS partition of 3/4" thickness (to be fabricated as per SS partition drawing) - Rate/ Sqft | SS PARTITION OF 3/4" THICKNESS | Nos | 805 | 0 | 0
47 | Veg Prep Table With 1 U/S - 1500 x 700 x 850 + 150 Ht- Optional | VegPrep Table & 1 U/S-1500x700x850+150mm | Nos | 18774 | 0 | 0
48 | Combi Oven Stand universal - Old design 850 x 630 x 790 | Combi Oven Stand-Old design 850x630x790 | Nos | 21534 | 0 | 0
49 | CO2 Cylinder bracket 400 x 200 x 225 mm | CO2 CYLINDER BRACKET 400 X 200 X 225MM | Nos | 1380 | 0 | 0
50 |  | 2'-0" x 2'-0" SS TABLE | Nos | 0 | 0 | 0
51 |  | 2'-0" x 1'-6" SS TABLE | Nos | 0 | 0 | 0
52 |  | ANSUL WOOD | Nos
|  | Subtotal |  |  |  | 0
|  | GST @ 18% |  | 18% |  | 0
|  | Transport Extra on actual |  |  |  | 0
|  | GST @ 18% on Transport |  | 18% |  | 0
|  | Grand Total |  |  |  | 0

## MISC. ITEMS (hidden)
KFC- RACKS, LOCKERS & OTHER MISC. ITEM INVENTORY
STORE NAME
TENTATIVE GB DATE
INDENT ORDER DATE
TENTATIVE DELIVERY DATE
Sr No | Invoice Description | Long Description | DIMENSION (L X W X HT.) | HSN Code | UOM | Rate FY 22-23 | QTY | Amount | GST 18% | Total Amount With GST | Remark
1 | Cambro racks for cold Rooms 3 ft | Coldroom Storage Racks -3 Feet x 6 Feet Ht. (NILKAMAL CAMBRO MAKE) | 900X600X1800MM | 9403 | Set | 15150 | 0 | 0 | 0 | 0
1a | POST B SHILVING 24X72-MODEL CBPK2472480 | POST B SHILVING 24X72-MODEL CBPK2472480 |  |  |  | 2288 | 0
1b | SELF B SHELVING24X36-MODEL CBSK2436V1580 | SELF B SHELVING24X36-MODEL CBSK2436V1580 |  |  |  | 2265 | 0
2 | Cambro racks for cold Rooms 4 ft | Coldroom Storage Racks - 4 Feet x 6 Feet ht. (NILKAMAL CAMBRO MAKE) | 1200X600X1800MM | 9403 | Set | 17750 | 0 | 0 | 0 | 0
2a | POST B SHILVING 24X72-MODEL CBPK2472480 | POST B SHILVING 24X72-MODEL CBPK2472480 |  |  |  | 2288 | 0
2b | SELF B SHELVING24X48-MODEL CBSK2448V1580 | SELF B SHELVING24X48-MODEL CBSK2448V1580 |  |  |  | 2857 | 0
3 | Cambro racks for cold Rooms 3 ft | Coldroom Storage Racks -3 Feet x 4 Feet Ht. (NILKAMAL CAMBRO MAKE) | 900X600X1200MM | 9403 | Set |  |  | 0 | 0 | 0
3a | [6 empty] | 0
3b | [6 empty] | 0
4 | Cambro racks for cold Rooms 4 ft | Coldroom Storage Racks - 4 feet x 4 feet Ht. (NILKAMAL CAMBRO MAKE) | 1200X600X1200MM | 9403 | Set |  |  | 0 | 0 | 0
4a | [6 empty] | 0
4b | [6 empty] | 0
5 | Cambro racks for cold Rooms 3 ft | Coldroom Storage Racks -3 Feet x 6 Feet Ht. (NILKAMAL CAMBRO MAKE) | 900X460X1800MM
6 | Cambro racks for cold Rooms 4 ft | Coldroom Storage Racks - 4 Feet x 6 Feet ht. (NILKAMAL CAMBRO MAKE) | 1200X460X1800MM
| Coldroom Racks Total | [6 empty] | 0 | 0 | 0
Dry Store Racks / Starter Rack
5 | STARTER RACK 5 SHELF-900X600X1850MM (3 Ft) | Dry Store Rack - 3 Feet (NILKAMAL MAKE) | 900X600X1850MM | 9403 | Set | 5000 |  | 0 | 0 | 0
6 | STARTER RACK 5 SHELF-1300X600X1850MM (4 Ft) | Dry Store Rack - 4 Feet (NILKAMAL MAKE) | 1300X600X1850MM | 9403 | Set | 7120 |  | 0 | 0 | 0
| Dry Store Racks / Starter Racks Total | [6 empty] | 0 | 0 | 0
7 | IBS27148 INGREDIENT BIN 27 SLNT WHITE |  |  |  | Nos | 13985 | 0 | 0 | 0 | 0
| Lockers | [6 empty] | 0 | 0 | 0
8 | LOCKERS 8 COMPARTMENTS SIZE 24”X12”X78”(2 FT) | Lockers 2'-0" Length | 600x 300x 1800 |  | Nos | 7800 | 0 | 0 | 0 | 0
9 | LOCKERS 12 COMPARTMENTS SIZE 36”X12”X78” (3 FT) | Lockers - 3'-0" Length | 900x 300 x 1800 |  | Nos | 10400 |  | 0 | 0 | 0
| AIR CURTAIN WITH SENSOR | [6 empty] | 0 | 0 | 0
10 | 3FT AIR CURTAIN WITH SENSOR |  |  |  |  | 13100 |  | 0 | 0 | 0
11 | 4FT AIR CURTAIN WITH SENSOR |  |  |  |  | 14000 |  | 0 | 0 | 0
12 | 5FT AIR CURTAIN WITH SENSOR |  |  |  |  | 16850 | 0 | 0 | 0 | 0
GST 18% extra applicable on above basic rates

## KFC Signage Summary (2) (hidden)
Sr No | Long DESCRIPTION | HSN Code | Asset Master Description (WITHIN 40) | UOM | Grand Total | Identification
1 | EXTERNAL SIGNAGE - BACK LIT - ILLUMINATED SIGNAGE | 9405 | EXTERNAL SIGNAGE-BACK LIT-ILLUMINATED | LOT | #REF! | Non varifiable
2 | INTERNAL GRAPHIC -NON LIT - DISPLAY BOARD | 8310 | INTERNAL GRAPHIC -NON LIT-DISPLAY BOARD | LOT | #REF! | Non varifiable
3 | INTERNAL GRAPHIC - LATEX PRINT ON 3M VINYL / LAMINATION/ FROSTED FILM | 3919 | INTERNAL GRAPHIC-LATEX PRINT ON 3M VINYL | LOT |  | Non varifiable
4 | Scaffolding, Transportation, Installation, Extra Fabrication included @ 15% of Total | 998739 | Scafolding, Transpotation & Installation cost | LOT |  | Non varifiable
|  |  |  | Total | #REF!
Inclusive GST

## KFC & PH Bulk Order (2) (hidden)
Sr. No | Equipment name / Capex Description / Short Des | Reference Images | Long Description | Proforma Invoice Description | PO Description | Proforma/PO/Invoice Description | HSN Code | Asset Master Description (WITHIN 40) | UOM | Rate | Brand | Identification
1 | Main LT Panel |  |  | Main LT Panel | Main LT Panel | Main LT Panel
1a | [5 empty] | MAIN LT PANEL-PH-WITH DOL WITHOUT VFD | 8537 | MAIN LT PANEL-PH-WITH DOL WITHOUT VFD | Nos. | 176652.26 | PH | Non varifiable
1b |  |  | Supply of main LT Panel KFC – HS – with VFD & Dol Starter | MLTP-KFC-HS-with VFD+DOL | MLTP- KFC -HS - with VFD + DOL | MLTP- KFC -HS - with VFD + DOL | 8537 | Main LT Panel KFC-HS with VFD + DOL | Nos. | 250638.36 | KFC | Non varifiable
1c |  |  | Supply of main LT Panel KFC -FC - with VFD& Dol Starter | MLTP-KFC-FC-with VFD+DOL | MLTP- KFC -FC - with VFD+ DOL | MLTP- KFC -FC - with VFD+ DOL | 8537 | Main LT Panel KFC-FC with VFD + DOL | Nos. | 246645.66 | KFC | Non varifiable
1d |  |  | Supply of main LT Panel KFC – FC – without Dol starter & VFD | MLTP-KFC-FC-without VFD+DOL | MLTP- KFC – FC – without VFD + DOL | MLTP- KFC – FC – without VFD + DOL | 8537 | Main LT Panel KFC-FC without VFD + DOL | Nos. | 189661.32 | KFC | Non varifiable
1e | UPS DB 1 |  |  | UPS DB-1 | UPS DB-1 | UPS DB-1 | 8537 | UPS DB-1 | Nos. | 5925.35 | KFC / PH | Non varifiable
1f | UPS DB 2 |  |  | UPS DB-2 | UPS DB-2 | UPS DB-2 | 8537 | UPS DB-2 | Nos. | 5431.57 | KFC / PH | Non varifiable
2 | Weighing Scale (5 kg) |  |  | Electronic Weighing Scale Cap : 5 kG | Electronic Weighing Scale Cap : 5 kG | Electronic Weighing Scale Cap : 5 kG | 8423 | Electronic Weighing Scale Cap : 5 kG | Nos. | 3190 | KFC | Varifiable
[6 empty] | ELECTRONIC WEIGHING SCALE CAP : 15 KG | 8423 | ELECTRONIC WEIGHING SCALE CAP : 15 KG | Nos. | 3200 | PH | Varifiable
[6 empty] | ELECTRONIC WEIGHING SCALE CAP : 100 KG | 8423 | ELECTRONIC WEIGHING SCALE CAP : 100 KG | Nos. | 6680 | PH | Varifiable
3 | Dry store racks - neelkamal |  | NSS UNIVERSAL STORAGE SYSTEM STARTER RACK 5 SHELF 900X600X1850MM | STARTER RACK 5 SHELF - 900X600X1850MM | STARTER RACK 5 SHELF - 900X600X1850MM | Dry store racks - neelkamal |  | Dry store racks - neelkamal
[6 empty] | STARTER RACK 5 SHELF - 900X600X1850MM | 9403 | STARTER RACK 5 SHELF-900X600X1850MM | Nos. | 4497 | KFC / PH | Varifiable
|  |  | NSS UNIVERSAL STORAGE SYSTEM STARTER RACK 5 SHELF 1300X600X1850MM | STARTER RACK 5 SHELF - 1300X600X1850MM | STARTER RACK 5 SHELF - 1300X600X1850MM | STARTER RACK 5 SHELF - 1300X600X1850MM | 9403 | STARTER RACK 5 SHELF-1300X600X1850MM | Nos. | 5413 | KFC / PH | Varifiable
4 | Lockers (8 compartments) |  | Lockers cabinet of overall size:- 24” x 12” x 78”Ht with 8 compartments. Size of each compartment 18”Ht x 12”L with staple locking arrangement painted in T.A.Grey colour.Lockers with plastic base. | Lockers 8 compartments Size 24” x 12” x 78”Ht | Lockers 8 compartments Size 24” x 12” x 78”Ht | Lockers 8 compartments Size 24”x12”x78”Ht | 9403 | Lockers 8 compartments Size 24”x12”x78” | Nos. | 7455 | KFC / PH | Varifiable
4a | Lockers (12 compartments) |  | Lockers cabinet of overall size:- 36” x 12”D x 78”Ht with 12 compartments. Size of each compartment 18”Ht x 12”L with staple locking arrangement painted in grey colour. Lockers with plastic base. | Lockers 12 compartments Size 36” x 12”D x 78”H | Lockers 12 compartments Size 36” x 12”D x 78”H | Lockers 12 compartments Size 36” x 12”D x 78”H | 9403 | Lockers 12 compartments Size 36”x12”x78” | Nos. | 10275 | KFC / PH | Varifiable
5 | Safe godrej |  |  | Godrej Rhino V1 Safe | Godrej Rhino V1 Safe | Godrej Rhino V1 Safe | 83030000 | Godrej Rhino V1 Safe | Nos. | 12550 | KFC / PH | Varifiable
6 | Euronics Air curtains
6a | 3 feet long |  | CENTRIFUGAL AIR CURTAIN - AIR THROW : 21 M/S EURONICS MS POWDER COATED. RECOMMENDED FOR HEIGHT UPTO 8 FT. 3FT PRODUCT , WITH 3 BLOWERS & 2 MOTORS - EAC3 | Euronics Air Curtain 3FT with Sensor - EAC3 | Euronics Air Curtain 3FT with Sensor - EAC3 | Euronics Air Curtain 3FT with Sensor - EAC3 | 84148019 | 3FT AIR CURTAIN EURONICS-EAC3 | Nos. | 10520 | KFC / PH | Varifiable
6b | 4 feet long |  | CENTRIFUGAL AIR CURTAIN - AIR THROW : 21 M/S EURONICS MS POWDER COATED. RECOMMENDED FOR HEIGHT UPTO 8 FT. 4FT PRODUCT , WITH 4 BLOWERS & 2 MOTORS - EAC4 | Euronics Air Curtain 4FT with Sensor - EAC4 | Euronics Air Curtain 4FT with Sensor - EAC4 | Euronics Air Curtain 4FT with Sensor - EAC4 | 84148019 | 4FT AIR CURTAIN EURONICS-EAC4 | Nos. | 11250 | KFC / PH | Varifiable
6c | 5 feet long |  | CENTRIFUGAL AIR CURTAIN - AIR THROW : 21 M/S EURONICS MS POWDER COATED. RECOMMENDED FOR HEIGHT UPTO 8 FT. 5FT PRODUCT , WITH 5 BLOWERS & 3 MOTORS - EAC5 | Euronics Air Curtain 5FT with Sensor - EAC5 | Euronics Air Curtain 5FT with Sensor - EAC5 | Euronics Air Curtain 5FT with Sensor - EAC5 | 84148019 | 5FT AIR CURTAIN EURONICS-EAC5 | Nos. | 14152 | KFC / PH | Varifiable
6d | Censor |  | SENSOR FOR SLIM AIR CURTAIN DOOR.FOR SINGLE AS WELL AS DOUBLE LEAF , PUUL & PUSH DOOR | SENSOR FOR SLIM AIR CURTAIN DOOR.FOR SINGLE AS WELL AS DOUBLE LEAF , PUUL & PUSH DOOR |  | SENSOR FOR AIR CURTAIN | 8414 | SENSOR FOR AIR CURTAIN | Nos. | 2335 | KFC / PH | Varifiable
7 | Fire extinguishers
7a | 2kg ABC |  | New ABC Store Pressure type Fire Extinguisher 2kg Capacity epoxy powder coated from inside and outside with gauge and controllable discharge, with squeeze grip type handle as per B.I.S. specification No. 15683 | Fire extinguisher ABC Type F/E 2KG Capacity | Fire extinguisher ABC Type F/E 2KG Capacity | Fire extinguisher ABC Type F/E 2KG Capacity | 8424 | FIRE EXTINGUISHER ABC TYPE 2KG | Nos. | 720 | KFC / PH | Varifiable
7b | 4kg ABC |  | New ABC Store Pressure type Fire Extinguisher 4kg Capacity epoxy powder coated from inside and outside with gauge and controllable discharge, with squeeze grip type handle as per B.I.S. specification No. 15683 | Fire extinguisher ABC Type F/E 4KG Capacity | Fire extinguisher ABC Type F/E 4KG Capacity | Fire extinguisher ABC Type F/E 4KG Capacity | 8424 | FIRE EXTINGUISHER ABC TYPE 4KG | Nos. | 950 | KFC / PH | Varifiable
7c | 4.5kg CO2 |  | CO2 type Fire Extinguisher 4.5kg Capacity made from brand new imported seamless steel drawn steel cylinder with discharge bend and horn and supplied completed with initial charge as per IS-15683 specification | Fire extinguisher CO2 Type F/E 4.5KG Capacity | Fire extinguisher CO2 Type F/E 4.5KG Capacity | Fire extinguisher CO2 Type F/E 4.5KG Capacity | 8424 | FIRE EXTINGUISHER CO2 TYPE 4.5KG | Nos. | 3300 | KFC / PH | Varifiable
7d | 2kg clean agent |  | NEW CLEAN AGENT TYPE F/E 2KG CAPACITY | Fire extinguisher NEW CLEAN AGENT TYPE F/E 2KG CAPACITY | Fire extinguisher NEW CLEAN AGENT TYPE F/E 2KG CAPACITY | Fire extinguisher NEW CLEAN AGENT TYPE F/E 2KG CAPACITY | 8424 | FIRE EXTINGUISHER NEW CLEAN AGENT 2KG | Nos. | 3710 | KFC / PH | Varifiable
7e | 2kg K type |  | NEW K TYPE F/E 2KG CAPACITY. | Fire extinguisher K TYPE F/E 2LTR CAPACITY. | Fire extinguisher K TYPE F/E 2LTR CAPACITY. | Fire extinguisher K TYPE F/E 2LTR CAPACITY. | 8424 | FIRE EXTINGUISHER K TYPE 2LTR | Nos. | 3170 | KFC / PH | Varifiable
8 | Music System |  |  |  |  | Music System set |  | Music System set | Set | 61500 | KFC / PH | Non varifiable
8a |  |  |  | YAMAHA STEREO AMPLIFIER (130+130WATTS) | YAMAHA STEREO AMPLIFIER (130+130WATTS) | YAMAHA STEREO AMPLIFIER (130+130WATTS) | 85184000 | YAMAHA STEREO AMPLIFIER (130+130WATTS) | Nos. | 23948 | KFC / PH | Non varifiable
8b |  |  |  | LD BOX SPEAKERS ( CWMS-52) 30WATTS | LD BOX SPEAKERS ( CWMS-52) 30WATTS | LD BOX SPEAKERS ( CWMS-52) 30WATTS | 85182200 | LD BOX SPEAKERS ( CWMS-52) 30WATTS | Nos. | 5622.25 | KFC / PH | Non varifiable
8c |  |  |  | ACCESSORIES (INTERCONNECTING CORDS.PINS,ETC.) | ACCESSORIES (INTERCONNECTING CORDS.PINS,ETC.) | ACCESSORIES (INTERCONNECTING CORDS.PINS,ETC.) | 85444299 | ACCESSORIES (INTERCONNECTING CORDS.PINS) | Nos. | 685 | KFC / PH | Non varifiable
8d |  |  |  | YAMAHA SUB-WOOFER | YAMAHA SUB-WOOFER | YAMAHA SUB-WOOFER | 85182100 | YAMAHA SUB-WOOFER | Nos. | 14378 | KFC / PH | Non varifiable
8e | Installation |  |  | Installation of Equipments & Testing, commissioning charges | Installation of Equipments & Testing, commissioning charges | Installation of Equipments & Testing, commissioning charges | 00440233 | MUSIC SYSTEM INSTALLATION CHARGES | Nos. | 5000 | KFC / PH | Non varifiable
9 | Cambro racks for cold Rooms |  |  | POST B SHILVING 24X72 - Model CBPK2472480 | POST B SHILVING 24X72 - Model CBPK2472480 | Cambro racks for cold Rooms 4 ft | 9403 | Cambro racks for cold Rooms 4 ft | Set | 14956 | KFC / PH | Varifiable
9a | [5 empty] | POST B SHILVING 24X72 - Model CBPK2472480 | 9403 | POST B SHILVING 24X72-MODEL CBPK2472480 | Nos. | 2138 | KFC / PH | Varifiable
9b |  |  |  | SELF B SHELVING 24X48V1 - Model CBSK2448V1580 | SELF B SHELVING 24X48V1 - Model CBSK2448V1580 | SELF B SHELVING 24X48V1 - Model CBSK2448V1580 | 9403 | SELF B SHELVING24X48-MODEL CBSK2448V1580 | Nos. | 2670 | KFC / PH | Varifiable
[6 empty] | Cambro racks for cold Rooms 3 ft |  | Cambro racks for cold Rooms 3 ft | Set | 12744 | KFC / PH | Varifiable
9c |  |  |  | POST B SHILVING 24X72 - Model CBPK2472480 | POST B SHILVING 24X72 - Model CBPK2472480 | POST B SHILVING 24X72 - Model CBPK2472480 | 9403 | POST B SHILVING 24X72-MODEL CBPK2472480 | Nos. | 2138 | KFC / PH | Varifiable
9d |  |  |  | SELF B SHELVING 24X36V1 - Model CBSK2436V1580 | SELF B SHELVING 24X36V1 - Model CBSK2436V1580 | SELF B SHELVING 24X36V1 - Model CBSK2436V1580 | 9403 | SELF B SHELVING24X36-MODEL CBSK2436V1580 | Nos. | 2117 | KFC / PH | Varifiable
10 | Panasonic Rice Cooker (model - 972D) |  |  | RICE COOKER - 7.2 LITRES - PANASONIC 972-D | RICE COOKER - 7.2 LITRES - PANASONIC 972-D | RICE COOKER - 7.2 LITRES - PANASONIC 972-D | 7321 | RICE COOKER -7.2 LITRES-PANASONIC 972-D | Nos. | 9200 | KFC / PH | Varifiable
12 | Panasonic Rice Cooker (model - 942D) |  |  | RICE COOKER - 4.2 LITRES PANASONIC 942-D | RICE COOKER - 4.2 LITRES PANASONIC 942-D | RICE COOKER - 4.2 LITRES PANASONIC 942-D | 7321 | RICE COOKER-4.2 LITRES-PANASONIC 942-D | Nos. | 4100 | KFC / PH | Varifiable
13 | Ups with battery (to fit into IT rack)(6kva) |  | 6 KVA BPE Rackmount OnLineUPS System with Inbuilt Batteries and Rack Kit. ModelNo : MP1106B16 | 6 KVA BPE UPS Model No : MP1106B16 | 6 KVA BPE UPS Model No : MP1106B16 | 6 KVA BPE UPS Model No : MP1106B16 | 85044090 | 6 KVA BPE UPS MODEL NO : MP1106B16 | Nos. | 80000 | KFC / PH | Varifiable
14 | Ups with battery (to fit into IT rack)(3kva) |  | 3KVA BPE Rackmount 0nLineUPS System with Inbuilt Batteries and Rack Kit. Model No : MP1103B6 | 3 KVA BPE UPS Model No : MP1103B6 | 3 KVA BPE UPS Model No : MP1103B6 | 3 KVA BPE UPS Model No : MP1103B6 | 85044090 | 3 KVA BPE UPS MODEL NO : MP1103B6 | Nos. | 30000 | KFC / PH | Varifiable
15 | Pesto flash PCI |  | Spider Fly Catcher with 3 UV Tubelights, SLEEVED / COATED UV TUBELIGHTS - 12000HRS DUTY CYCLE | Spider Fly Catcher with 3 UV Tubelights, SLEEVED / COATED UV TUBELIGHTS - 12000HRS DUTY CYCLE | Spider Fly Catcher with 3 UV Tubelights | Spider Fly Catcher with 3 UV Tubelights | 85437099 | FLY CATCHER - SPIDER 3 UV TUBELIGHTS | Nos. | 7594 | KFC / PH | Varifiable
16 | CC TV Camera set Up |  |  |  |  | CC TV Camera set Up 16 Camera |  | CC TV Camera set Up 16 Camera | Set | 41450 | KFC / PH | Varifiable
16 | CC TV Camera set Up |  |  |  |  | CC TV Camera set Up 8 Camera |  | CC TV Camera set Up 8 Camera | Set | 25500 | KFC / PH | Varifiable
16 | CC TV Camera set Up |  | INDOOR IR NIGHT VISION DOME CAMERAS - HD DOME 1MP RESOLUTION, 2.8MM WIDE ANGLED 10-20MTR IR RANGE MAKE - HIKVISION | INDOOR IR NIGHT VISION DOME CAMERAS - HD DOME 1MP RESOLUTION, 2.8MM WIDE ANGLED 10-20MTR IR RANGE MAKE - HIKVISION | INDOOR IR NIGHT VISION DOME CAMERAS - HD DOME 1MP RESOLUTION, 2.8MM WIDE ANGLED 10-20MTR IR RANGE MAKE - HIKVISION | INDOOR IR NIGHT VISION DOME CAMERAS - HD DOME 1MP RESOLUTION, 2.8MM WIDE ANGLED 10-20MTR IR RANGE MAKE - HIKVISION | 85258020 | INDOOR NIGHT VISION DOME CAMERA-10MTR | Nos. | 975 | KFC / PH | Non varifiable
|  |  | OUTDOOR IR NIGHT VISION BULLET CAMERAS - HD BULLET 1MP RESOLUTION, 10-20MTR IR RANGE, MAKE- HIKVISION | OUTDOOR IR NIGHT VISION BULLET CAMERAS - HD BULLET 1MP RESOLUTION, 10-20MTR IR RANGE, MAKE- HIKVISION | OUTDOOR IR NIGHT VISION BULLET CAMERAS - HD BULLET 1MP RESOLUTION, 10-20MTR IR RANGE, MAKE- HIKVISION | OUTDOOR IR NIGHT VISION BULLET CAMERAS - HD BULLET 1MP RESOLUTION, 10-20MTR IR RANGE, MAKE- HIKVISION | 85258020 | OUTDOOR NIGHT VISION BULLET CAMERA-10MTR | Nos. | 1125 | KFC / PH | Non varifiable
|  |  | POWER SUPPLY, CONNECTORS & ACCESSORIES - ANALOG CAMERA MAKE- AVG | POWER SUPPLY, CONNECTORS & ACCESSORIES - ANALOG CAMERA MAKE- AVG | POWER SUPPLY, CONNECTORS & ACCESSORIES - ANALOG CAMERA MAKE- AVG | POWER SUPPLY, CONNECTORS & ACCESSORIES - ANALOG CAMERA MAKE- AVG | 8504 | POWER SUPPLY, CONNECTORS & ACCESSORIES | Nos. | 400 | KFC / PH | Non varifiable
|  |  | 8 CHANNEL DIGITAL VIDEO RECORDER WITH 1 HDD SLOT. AUDIO IN - 1MP COMPATIBLE. Make-HIKVISION | 8 CHANNEL DIGITAL VIDEO RECORDER WITH 1 HDD SLOT. AUDIO IN - 1MP COMPATIBLE. Make-HIKVISION | 8 CHANNEL DIGITAL VIDEO RECORDER WITH 1 HDD SLOT. AUDIO IN - 1MP COMPATIBLE. Make-HIKVISION | 8 CHANNEL DIGITAL VIDEO RECORDER WITH 1 HDD SLOT. AUDIO IN - 1MP COMPATIBLE. Make-HIKVISION | 8521 | 8 CHANNEL DVR | Nos. | 4800 | KFC / PH | Non varifiable
|  |  | 16 CHANNEL DIGITAL VIDEO RECORDER WITH 1 HDD SLOT, 1 AUDIO IN - 1MP COMPATIBLE. Make -HIKVISION | 16 CHANNEL DIGITAL VIDEO RECORDER WITH 1 HDD SLOT, 1 AUDIO IN - 1MP COMPATIBLE. Make -HIKVISION | 16 CHANNEL DIGITAL VIDEO RECORDER WITH 1 HDD SLOT, 1 AUDIO IN - 1MP COMPATIBLE. Make -HIKVISION | 16 CHANNEL DIGITAL VIDEO RECORDER WITH 1 HDD SLOT, 1 AUDIO IN - 1MP COMPATIBLE. Make -HIKVISION | 8521 | 16 CHANNEL DVR | Nos. | 7250 | KFC / PH | Non varifiable
|  |  | 19 INCH HDMI MONITOR Make - LG | 19 INCH HDMI MONITOR Make - LG | 19 INCH HDMI MONITOR Make - LG | 19 INCH HDMI MONITOR Make - LG | 8528520 | MONITOR - 19 INCH | Nos. | 4600 | KFC / PH | Non varifiable
|  |  | 3TB SURVEILLANCE HDD. Make - WD-PURPLE | 3TB SURVEILLANCE HDD. Make - WD-PURPLE | 3TB SURVEILLANCE HDD. Make - WD-PURPLE | 3TB SURVEILLANCE HDD. Make - WD-PURPLE | 84717020 | 3TB HARD DISK | Nos. |  | KFC / PH | Non varifiable
|  |  | 2TB SURVEILLANCE HDD. Make - WD-PURPLE | 2TB SURVEILLANCE HDD. Make - WD-PURPLE | 2TB SURVEILLANCE HDD. Make - WD-PURPLE | 2TB SURVEILLANCE HDD. Make - WD-PURPLE | 84717020 | 2TB HARD DISK | Nos. | 4800 | KFC / PH | Non varifiable
|  |  | 4TB SURVEILLANCE HDD. Make - WD-PURPLE | 4TB SURVEILLANCE HDD. Make - WD-PURPLE | 4TB SURVEILLANCE HDD. Make - WD-PURPLE | 4TB SURVEILLANCE HDD. Make - WD-PURPLE | 84717020 | 4TB HARD DISK. | Nos. | 7300 | KFC / PH | Non varifiable
17 | CC TV Camera Installation | NA | CAMERA FITTING, ANGLE & VIEW SETTING CHARGES | CAMERA FITTING, ANGLE & VIEW SETTING CHARGES | CAMERA FITTING, ANGLE & VIEW SETTING CHARGES | CAMERA FITTING, ANGLE & VIEW SETTING CHARGES | 995461 | CAMERA FITTING CHARGES | Nos. | 300 | KFC / PH | Non varifiable
|  |  | 16CH - INSTALLATION, TESTING COMMISIONING CHARGES - MUMBAI BASED LOCATIONS. | 16CH - INSTALLATION, TESTING COMMISIONING CHARGES - MUMBAI BASED LOCATIONS. | 16CH - INSTALLATION, TESTING COMMISIONING CHARGES - MUMBAI BASED LOCATIONS. | 16CH - INSTALLATION, TESTING COMMISIONING CHARGES - MUMBAI BASED LOCATIONS. | 995461 | 16CH DVR FITTING & INTEGRATION CHARGE LO | Nos. | 5000 | KFC / PH | Non varifiable
|  |  | 16CH - INSTALLATION, TESTING COMMISIONING CHARGES - OUT OF MUMBAI BASED LOCATIONS | 16CH - INSTALLATION, TESTING COMMISIONING CHARGES - OUT OF MUMBAI BASED LOCATIONS | 16CH - INSTALLATION, TESTING COMMISIONING CHARGES - OUT OF MUMBAI BASED LOCATIONS | 16CH - INSTALLATION, TESTING COMMISIONING CHARGES - OUT OF MUMBAI BASED LOCATIONS | 995461 | 16CH DVR FITTING & INTEGRATION CHARGE OS | Nos. | 7500 | KFC / PH | Non varifiable
|  |  | 8CH - INSTALLATION, TESTING COMMISIONING CHARGES - MUMBAI BASED LOCATIONS. | 8CH - INSTALLATION, TESTING COMMISIONING CHARGES - MUMBAI BASED LOCATIONS. | 8CH - INSTALLATION, TESTING COMMISIONING CHARGES - MUMBAI BASED LOCATIONS. | 8CH - INSTALLATION, TESTING COMMISIONING CHARGES - MUMBAI BASED LOCATIONS. | 995461 | 8CH DVR FITTING & INTEGRATION CHARGE LO | Nos. | 3000 | KFC / PH | Non varifiable
|  |  | 8CH - INSTALLATION, TESTING COMMISIONING CHARGES - OUT OF MUMBAI BASED LOCATIONS. | 8CH - INSTALLATION, TESTING COMMISIONING CHARGES - OUT OF MUMBAI BASED LOCATIONS. | 8CH - INSTALLATION, TESTING COMMISIONING CHARGES - OUT OF MUMBAI BASED LOCATIONS. | 8CH - INSTALLATION, TESTING COMMISIONING CHARGES - OUT OF MUMBAI BASED LOCATIONS. | 995461 | 8CH DVR FITTING & INTEGRATION CHARGE OS | Nos. | 5000 | KFC / PH | Non varifiable
18 | Bonpet with installation |  |  | Bonpet Fire Extinguisher | Bonpet Fire Extinguisher | Bonpet Fire Extinguisher | 84241000 | Bonpet Fire Extinguisher | Nos. | 11700 | KFC | Varifiable
19 | Maintenance tool kit |  |  | Tool Kit | Tool Kit | Tool Kit | 8444 | Tool Kit | Nos. | 16635 | KFC | Varifiable
20 | Q-Manager Post (with red color KFC printed ribbon) |  |  | Q Managers | Q Managers | Q Managers | 7326 | Q Managers | Nos. | 1730 | KFC | Non varifiable
21 | IT rack (42U) with 4 shelves |  |  |  |  | IT rack (42U) with 4 shelves Set |  | IT rack (42U) with 4 shelves Set | Set | 34380 | KFC / PH | Varifiable
21a | IT rack (42U) with 4 shelves |  | D-Link 42U Network Enclosure Frame -600X1000 Rack 6,10,000.00pcs30,500.0020 pcsNFR-42U-6010-BL-SK85381010 Casters Set of 4 Adjustable Levellers set of 4 Glass Door-600-42U Hexagonal Perforated Door-42-600 Side Panels-1000-42U-Vented (Set of 2 Mounting Hardware-(Pack of 20) FHU with 4 FAN 360CFM Vertical Power Distribution Unit with 12 x 5/15 sockets Round Pin, 230 Volts AC, 32 Amp with Plug Horz. Cable Manager-1U-Loop | D-link IT rack 42U- 600 X 1000 | D-link IT rack 42U- 600 X 1000 | D-link IT rack 42U- 600 X 1000 | 85381010 | DLINK 42U NETWORK FRAME-IT RACK-600X1000 | Nos. | 29980 | KFC / PH | Varifiable
21b | Dlink IT rack Shelf 1000 ( NRA-SLF-1000) |  |  | Dlink Shelf 1000 ( NRA-SLF-1000) | Dlink Shelf 1000 ( NRA-SLF-1000) | Dlink Shelf 1000 ( NRA-SLF-1000) | 85381010 | DLINK SHELFM1000 (NRA-SLF-1000) | Nos. | 1100 | KFC / PH | Varifiable
23 | Paper towel holder (kimberly) |  |  | 69590 DISP AQUARIUS ROLLED TW Kimberly | 69590 DISP AQUARIUS ROLLED TW Kimberly | 69590 DISP AQUARIUS ROLLED TW Kimberly | 39259090 | 69590 DISP AQUARIUS ROLLED TW Kimberly | Nos. | 6785 | KFC | Varifiable
24 | Roll stand |  |  | 1055 KC Professional Roll Stand | 1055 KC Professional Roll Stand | 1055 KC Professional Roll Stand | 3925 | 1055 KC Professional Roll Stand | Nos. | 1870 | PH | Varifiable
25 | Commercial Induction Top 28*15 2000 Wt Panasonic |  |  |  |  | Commercial Induction Top 28*15 2000 Wt Panasonic |  | Commercial Induction Top 28*15 2000 Wt | Nos. | 2921 | PH | Varifiable
26 | Commercial Microwave Oven LG 2043DB | Commercial Microwave Oven LG 2043DB |  |  |  | Commercial Microwave Oven LG 2043DB |  | Commercial Microwave Oven LG 2043DB | Nos. | 4821 | PH | Varifiable
27 | RO plant with RWTP & UV (500lph) - purchase |  |  | RO Plant 500 Lph With UV with Water Treatment Plant | RO Plant 500 Lph With UV with Water Treatment Plant | RO Plant 500 Lph With UV&Water Treatment Plant | 8421 | RO PLANT-500 LPH WITH UV+RWTP+CABINET | Nos. | 140000 | KFC | Varifiable
27b | [5 empty] | RO PLANT-250 LPH WITH UV&WATER TREATMENT PLANT | 8421 | RO PLANT-250 LPH WITH UV+RWTP+CABINET | Nos. | 130000 | PH | Varifiable
27c | Installation Charge |  |  | Installation Charge | Installation Charge | Installation Charge | 998732 | Installation Charge | Nos. | Included | KFC / PH | Non varifiable
27d | Freight and Cartage |  |  | Freight and Cartage | Freight and Cartage | Freight and Cartage | 996521 | Freight and Cartage | Nos. | Included | KFC / PH | Non varifiable
28 | Gas Pipeline with Gas Bank, solenoid valve with installation |  |  | KFC With GAS bank - Local | KFC With GAS bank - Local | KFC With GAS bank - Local | 8481 | GAS PIPELINE WITH ALL FITTINGS - Local | lot | 100843 / 84237 | KFC / PH | Non varifiable
|  |  |  | KFC With GAS bank - Outstation | KFC With GAS bank - Outstation | KFC With GAS bank - Outstation | 8481 | GAS PIPELINE WITH ALL FITTINGS-Outstation | lot | 115237 / 99148 | KFC / PH | Non varifiable
|  |  |  | KFC Without GAS bank - Local | KFC Without GAS bank - Local | KFC Without GAS bank - Local | 8481 | GAS PIPELINE & GAS BANK WITH ALL FITTING | lot | 177962 / 118640 | KFC / PH | Non varifiable
|  |  |  | KFC Without GAS bank - Outstation | KFC Without GAS bank - Outstation | KFC Without GAS bank - Outstation | 8481 | GAS PIPELINE & GAS BANK WITH ALL FITTING | lot | 194911 / 135589 | KFC / PH | Non varifiable
|  |  |  | Gas pipeline Installation charges | Gas pipeline Installation charges | Gas pipeline Installation charges | 995464 | Gas pipeline Installation charges | lot | Included | KFC / PH | Non varifiable
29 | Gas Detector censor with Panel (3 detectors) |  |  | KFC GLD With Gas bank & Without Gas bank -Local | KFC GLD With Gas bank & Without Gas bank -Local | KFC GLD With Gas bank & Without Gas bank -Local | 8481 | GAS LEAK DETECTOR FOR GAS BANK | lot | 55081 / 50843 | KFC / PH | Varifiable
|  |  |  | KFC GLD With Gas bank & Without Gas bank - Outstation | KFC GLD With Gas bank & Without Gas bank - Outstation | KFC GLD With Gas bank & Without Gas bank - Outstation | 8481 | GAS LEAK DETECTOR FOR WITHOUT GAS BANK | lot | 57623 / 50843 | KFC / PH | Varifiable
[6 empty] | MCC-1322-MS Gas Panel | 85423100 | MCC-1322-MS GAS PANEL | Nos. | Included | KFC / PH | Non varifiable
[6 empty] | HOOTER | 9027 | HOOTER | Nos. | Included | KFC / PH | Non varifiable
[6 empty] | BULL NOSE SET | 7412 | BULL NOSE SET | Nos. | Included | KFC / PH | Non varifiable
|  |  |  | GLD Installation charges | GLD Installation charges | INSTALATION CHARGES FOR GLD | 995461 | INSTALATION CHARGES FOR GLD | lot | Included | KFC / PH | Non varifiable
30 | Fire suppression system |  | Supply, Installation, Testing and Commissioning of Kitchen Fire Suppression System. Hood Size 2300 + 900mm | Supply, Installation, Testing and Commissioning of Kitchen Fire Suppression System. Hood Size 2300 + 900mm | kitchen Fire suppression system Hood Size 2300 + 900mm | kitchen Fire suppression system Hood Size 2300 + 900mm | 84249000 | KITCHEN FIRE SUPPRESSION SYSTEM-2300+900 | Nos. | 205500 | KFC | Varifiable
30b |  |  | Supply, Installation, Testing and Commissioning of Kitchen Fire Suppression System. Hood Size 2300mm | Supply, Installation, Testing and Commissioning of Kitchen Fire Suppression System. Hood Size 2300mm | kitchen Fire suppression system Hood Size 2300 | kitchen Fire suppression system Hood Size 2300 | 84249000 | KITCHEN FIRE SUPPRESSION SYSTEM-2300 | Nos. | 122000 | PH | Varifiable
30c | Installation |  |  | Installation Charges | Installation Charges | Installation Charges | 995468 | INSTALLATION CHARGES | Nos. | Included | KFC / PH | Non varifiable
31 | Solenoid valve for fire supression |  | SOLENOID VALVE DN 25 OF MADAS MAKE INCLUDING CUSTOM MADE FORGED COATED ADAPTERS AT BOTH ENDS. | SOLENOID VALVE DN 25 OF MADAS MAKE INCLUDING CUSTOM MADE FORGED COATED ADAPTERS AT BOTH ENDS. | SOLENOID VALVE DN 25 | SOLENOID VALVE DN 25 | 8481 | SOLENOID VALVE DN 25 | Nos. | 10169.5 | KFC / PH | Non varifiable
32 | Genset incl installation & compliaces
33a | 125 kva |  | 125 KVA (3 Phase) DG Set with KOEL iGREEN engine model (4K1080TA G2) coupled to KOEL iGREEN alternator with AMF Panel, fuel tank, battery along with Sound Proof Acoustic Enclosure, & all standard accessories & iGREEN feature | 125 KVA (3 Phase) DG Set | 125 KVA (3 Phase) DG Set | 125 KVA (3 Phase) DG Set | 85021200 | 125 KVA (3 PHASE) DG SET | Nos. | 590000 | KFC | Varifiable
33b | 82.5 KVA |  | Supply of 82.5 KVA three phase Silent DG Set comprising of “EICHER/TMTL Engines” model 1121ES, coupled to CG/Stamford/LS make 82.5 KVA, 415 Volt alternator mounted on a common base frame along with other accessories i.e. AMF Control Panel, Fuel tank, Battery with leads. | 82.5 KVA (3 Phase) DG Set | 82.5 KVA (3 Phase) DG Set | 82.5 KVA (3 Phase) DG Set | 85021200 | 82.5 KVA (3 PHASE) DG SET | Nos. | 473000 | PH | Varifiable
33d | Freight |  |  | Freight Charges | Freight Charges | Freight Charges | 9965 | FREIGHT CHARGES | Nos. | Extra as applicable | KFC / PH | Non varifiable
33e | Installation + lisence fees |  | Installation + lisence fees | Unloading and Shifting Charges | Unloading and Shifting Charges | Installation + lisence fees |  |  | Lot | 136500 | KFC / PH | Non varifiable
[6 empty] | Unloading and Shifting Charges | 9967 | UNLOADING AND SHIFTING CHARGES | Nos.
|  |  |  | PCC Foundation | PCC Foundation | PCC Foundation |  | PCC FOUNDATION | Nos.
|  |  |  | GI Plate type earthing for neutral earthing. | GI Plate type earthing for neutral earthing. | GI Plate type earthing for neutral earthing. | 8545 | GI PLATE FOR NEUTRAL EARTHING | Nos.
|  |  |  | GI Strip 25x03 mm | GI Strip 25x03 mm | GI Strip 25x03 mm | 8545 | GI STRIP 25X03 MM | mtrs
|  |  |  | MS Exhaust Pipe 5" dia. | MS Exhaust Pipe 5" dia. | MS Exhaust Pipe 5" dia. | 7304 | MS EXHAUST PIPE 5" DIA. | Mtrs
|  |  |  | Mineral wool insulation of exhaust pipe. | Mineral wool insulation of exhaust pipe. | Mineral wool insulation of exhaust pipe. | 7304 | MINERAL WOOL INSULATION OF EXHAUST PIPE. | Nos.
|  |  |  | MS Support structure of exhaust pipe. (At Actual) | MS Support structure of exhaust pipe. (At Actual) | MS Support structure of exhaust pipe. (At Actual) | 7304 | MS SUPPORT STRUCTURE OF EXHAUST PIPE. | KG
|  |  |  | EB approval of 82.5 KVA SDG Set. | EB approval of 82.5 KVA SDG Set. | EB approval of 82.5 KVA SDG Set. | 9987 | EB APPROVAL OF 82.5 KVA SDG SET. | Job
|  |  |  | EB approval of 125 KVA SDG Set. | EB approval of 125 KVA SDG Set. | EB approval of 125 KVA SDG Set. | 9987 | EB APPROVAL OF 125 KVA SDG SET. | Job
|  |  |  | 100 Ltrs Fuel and handling Charges | 100 Ltrs Fuel and handling Charges | 100 Ltrs Fuel and handling Charges |  | 100 LTRS FUEL AND HANDLING CHARGES | Job
|  |  |  | Installation and comissioning charges | Installation and comissioning charges | Installation and comissioning charges | 9987 | INSTALLATION AND COMISSIONING CHARGES | Job
|  |  |  | Control Cabling | Control Cabling | Control Cabling |  | CONTROL CABLING | Mtrs
|  |  | Power Cabling- 3½ Core 95 sq.mm 1.1 KV Grade Aluminium Ar. Cable | Power Cabling- 3½ Core 95 sq.mm 1.1 KV Grade Aluminium Ar. Cable | Power Cabling- 3½ Core 95 sq.mm 1.1 KV Grade Aluminium Ar. Cable | Power Cabling- 3½ Core 95 sq.mm 1.1 KV Grade Aluminium Ar. Cable |  | POWER CABLING- 3½ CORE 95 SQ.MM | Mtrs
|  |  |  | End Termination | End Termination | End Termination |  | END TERMINATION | Mtrs
34 | AVR incl installation
| 125 kva |  | KRYKARD Servo Controlled Voltage Stabiliser Automatic Voltage Regulator 125kVA Aircooled Indoor Model AU4080 | KRYKARD Servo Stabiliser 125kVA AU4080 | KRYKARD Servo Stabiliser 125kVA AU4080 | KRYKARD Servo Stabiliser 125kVA AU4080 | 9032 | KRYKARD SERVO STABILISER 125 KVA AU4080 | Nos. | 127350 | KFC / PH | Varifiable
| 150 kva |  |  |  |  | KRYKARD SERVO STABILISER 150 KVA AU4080 | 9032 | KRYKARD SERVO STABILISER 150 KVA AU4080 | Nos. | 133700 | KFC / PH | Varifiable
| 100 kva |  |  |  |  | KRYKARD SERVO STABILISER 100 KVA AU4080 | 9032 | KRYKARD SERVO STABILISER 100 KVA AU4080 | Nos. | 115250 | KFC / PH | Varifiable
| 75 kva |  |  |  |  | KRYKARD SERVO STABILISER 75 KVA AU4080 | 9032 | KRYKARD SERVO STABILISER 75 KVA AU4080 | Nos. | 88600 | KFC / PH | Varifiable
| 50 kva |  |  |  |  | KRYKARD SERVO STABILISER 50 KVA AU4080 | 9032 | KRYKARD SERVO STABILISER 50 KVA AU4080 | Nos. | 52000 | KFC / PH | Varifiable
35 | Bikes and Allied |  |  | CT 100KS Alloy | CT 100KS Alloy | CT 100KS Alloy | 87112029 | Bike CT 100KS Alloy | Nos. | On Actual | KFC / PH | Varifiable
36 | HVAC ( Low side ) |  | HVAC low site work As per Annexure | HVAC low site work | HVAC low site work | HVAC low site work | 995468 | HVAC LOW SITE WORK | Lot | Site Specific | KFC / PH | Non varifiable
37 | Walk-in Chillers & Freezer |  |  | PREFAB. CONSTN. COLD STORAGE 100 MM THK-CDW100PP0215 | PREFAB. CONSTN. COLD STORAGE 100 MM THK-CDW100PP0215 | PREFAB. CONSTN. COLD STORAGE 100 MM THK-CDW100PP0215 | 94060092 | PREFAB. CONSTN. COLD STORAGE 100 MM THK | Nos. | Site Specific | KFC / PH | Varifiable
|  |  |  | PREFAB. CONSTN. COLD STORAGE 60MM THK PP-CDW060PP0309 | PREFAB. CONSTN. COLD STORAGE 60MM THK PP-CDW060PP0309 | PREFAB. CONSTN. COLD STORAGE 60MM THK PP-CDW060PP0309 | 94060092 | PREFAB. CONSTN. COLD STORAGE 60MM THK PP | Nos. | Site Specific | KFC / PH | Varifiable
|  |  |  | Control Panel Model CR 205200-DANFOSS-CRAC-ZZ000018-04 | Control Panel Model CR 205200-DANFOSS-CRAC-ZZ000018-04 | Control Panel Model CR 205200-DANFOSS-CRAC-ZZ000018-04 | 85371000 | CONTROL PANEL MODEL CR 205200-DANFOSS | Nos. | Site Specific | KFC / PH | Varifiable
|  |  |  | Negative Temp Evaporator Unit-6K New-RUAL00614-I-N | Negative Temp Evaporator Unit-6K New-RUAL00614-I-N | Negative Temp Evaporator Unit-6K New-RUAL00614-I-N | 84189900 | NEGATIVE TEMP EVAPORATOR UNIT-6K | Nos. | Site Specific | KFC / PH | Varifiable
|  |  |  | Negative Temp Evaporator Unit-9K New-RUAL00914-I-N | Negative Temp Evaporator Unit-9K New-RUAL00914-I-N | Negative Temp Evaporator Unit-9K New-RUAL00914-I-N | 84189900 | NEGATIVE TEMP EVAPORATOR UNIT-9K NEW | Nos. | Site Specific | KFC / PH | Varifiable
|  |  |  | Negative Temp Evaporator Unit-12K New-RUAL01214-I-N | Negative Temp Evaporator Unit-12K New-RUAL01214-I-N | Negative Temp Evaporator Unit-12K New-RUAL01214-I-N | 84189900 | NEGATIVE TEMP EVAPORATOR UNIT-12K NEW | Nos. | Site Specific | KFC / PH | Varifiable
|  |  |  | Condensing Unit Danfoss OP-LGHE068NTA06D-CRCO-DA000044-00 | Condensing Unit Danfoss OP-LGHE068NTA06D-CRCO-DA000044-00 | Condensing Unit Danfoss OP-LGHE068NTA06D-CRCO-DA000044-00 | 84189900 | CONDENSING UNIT DANFOSS OP-LGHE068NTA06D | Nos. | Site Specific | KFC / PH | Varifiable
|  |  |  | Condensing Unit Danfoss OP-LCHE096NTA06D-CRCO-DA000045-00 | Condensing Unit Danfoss OP-LCHE096NTA06D-CRCO-DA000045-00 | Condensing Unit Danfoss OP-LCHE096NTA06D-CRCO-DA000045-00 | 84189900 | CONDENSING UNIT DANFOSS OP-LCHE096NTA06D | Nos. | Site Specific | KFC / PH | Varifiable
|  |  |  | Condensing Unit Danfoss OP-LGHE108NTA06D-CRCO-DA000046-00 | Condensing Unit Danfoss OP-LGHE108NTA06D-CRCO-DA000046-00 | Condensing Unit Danfoss OP-LGHE108NTA06D-CRCO-DA000046-00 | 84189900 | CONDENSING UNIT DANFOSS OP-LGHE108NTA06D | Nos. | Site Specific | KFC / PH | Varifiable
|  |  |  | Condensing Unit Danfoss OP-LGHE136NTA06D-CRCO-DA000047-00 | Condensing Unit Danfoss OP-LGHE136NTA06D-CRCO-DA000047-00 | Condensing Unit Danfoss OP-LGHE136NTA06D-CRCO-DA000047-00 | 84189900 | CONDENSING UNIT DANFOSS OP-LGHE136NTA06D | Nos. | Site Specific | KFC / PH | Varifiable
|  |  |  | CONDENSING UNIT-RUAHOP0614 - R404A | CONDENSING UNIT-RUAHOP0614 - R404A | CONDENSING UNIT-RUAHOP0614 - R404A | 84189900 | CONDENSING UNIT-RUAHOP0614 - R404A | Nos. | Site Specific | KFC / PH | Varifiable
|  |  |  | EVP UNIT FOR POSITIVE TEPM 6K-R404A-RUAH 00614KP-I | EVP UNIT FOR POSITIVE TEPM 6K-R404A-RUAH 00614KP-I | EVP UNIT FOR POSITIVE TEPM 6K-R404A-RUAH 00614KP-I | 84189900 | EVP UNIT FOR POSITIVE TEPM 6K-R404A | Nos. | Site Specific | KFC / PH | Varifiable
|  |  |  | CONDENSING UNIT-RUAHOP1014- R404A-RUAHOP1014 | CONDENSING UNIT-RUAHOP1014- R404A-RUAHOP1014 | CONDENSING UNIT-RUAHOP1014- R404A-RUAHOP1014 | 84189900 | CONDENSING UNIT-RUAHOP1014- R404A | Nos. | Site Specific | KFC / PH | Varifiable
|  |  |  | EVP UNIT FOR POSITIVE TEPM 10K-R404A-RUAH01014KP-I | EVP UNIT FOR POSITIVE TEPM 10K-R404A-RUAH01014KP-I | EVP UNIT FOR POSITIVE TEPM 10K-R404A-RUAH01014KP-I | 84189901 | EVP UNIT FOR POSITIVE TEPM 10K-R404A | Nos. | Site Specific | KFC / PH | Varifiable
|  |  |  | CONDENSING UNIT-RUAHOP1514- R404A | CONDENSING UNIT-RUAHOP1514- R404A | CONDENSING UNIT-RUAHOP1514- R404A | 84189901 | CONDENSING UNIT-RUAHOP1514- R404A | Nos. | Site Specific | KFC / PH | Varifiable
|  |  |  | EVP UNIT FOR POSITIVE TEPM 15K-R404A-RUAH01514KP-I | EVP UNIT FOR POSITIVE TEPM 15K-R404A-RUAH01514KP-I | EVP UNIT FOR POSITIVE TEPM 15K-R404A-RUAH01514KP-I | 84189900 | EVP UNIT FOR POSITIVE TEPM 15K-R404A | Nos. | Site Specific | KFC / PH | Varifiable
|  |  |  | EVP UNIT FOR POSITIVE TEPM 20K-R404A-RUAH02014KP-I | EVP UNIT FOR POSITIVE TEPM 20K-R404A-RUAH02014KP-I | EVP UNIT FOR POSITIVE TEPM 20K-R404A-RUAH02014KP-I | 84189901 | EVP UNIT FOR POSITIVE TEPM 20K-R404A | Nos. | Site Specific | KFC / PH | Varifiable
|  |  |  | CONDENSING UNIT-RUAHOS2014- R404A | CONDENSING UNIT-RUAHOS2014- R404A | CONDENSING UNIT-RUAHOS2014- R404A | 84189900 | CONDENSING UNIT-RUAHOS2014- R404A | Nos. | Site Specific | KFC / PH | Varifiable
37a | Coldroom Installation Charges |  |  | INSTALLATION CHARGES-ZINST_CHG | INSTALLATION CHARGES-ZINST_CHG | INSTALLATION CHARGES-ZINST_CHG | 995468 | INSTALLATION CHARGES-ZINST_CHG | Nos. | Site Specific | KFC / PH | Non varifiable

## KFC Imported Equp (2) (hidden)
31 | Vendor | Photos | Capex Data | Proforma/PO/Invoice Description | Asset Master Description (WITHIN 40) | HSN Code | Rate | Characters | Brand | UOM |  | Identification
1 | Rite Equipments Pvt Ltd |  | VEGETABLE PREPARATION MACHINE - RG - 100 | VEGETABLE PREPARATION MACHINE - RG - 100 | VEGETABLE PREPARATION MACHINE-RG-100 | 84388090 | 96300 | 36 | KFC | 1 | Site specific | Varifiable
2 | Rite Equipments Pvt Ltd |  | SLICER 3mm / 63161 | SLICER 3mm / 63161 | SLICER 3mm/63161 | 82083000 | 7566 | 16 | KFC | 1 | Site specific | Varifiable
3 | Rite Equipments Pvt Ltd |  | SLICER 9mm/86030 | SLICER 9mm/86030 | SLICER 9mm/86030 | 82083000 | 7566 | 16 | KFC | 1 | Site specific | Varifiable
4 | Rite Equipments Pvt Ltd |  | SOFT SLICER 10mm/83364 | SOFT SLICER 10mm/83364 | SOFT SLICER 10mm/83364 | 82083000 | 11110 | 22 | KFC | 1 | Site specific | Varifiable
5 | Rite Equipments Pvt Ltd |  | JUILINNE 4x4mm/63128 | JUILINNE 4x4mm/63128 | JUILINNE 4x4mm/63128 | 82083000 | 8111 | 20 | KFC | 1 | Site specific | Varifiable
6 | Rite Equipments Pvt Ltd |  | DICING GRID 10x10mm/83292 | DICING GRID 10x10mm/83292 | DICING GRID 10x10mm/83292 | 82083000 | 10674 | 25 | KFC | 1 | Site specific | Varifiable
7 | Middleby Celfrost |  | KF-SFSSH75-2 /FD-PITCO Double Vat Gas Fryer With Computer And Filter | KF-SFSSH75-2 /FD-PITCO Double Vat Gas Fryer With Computer And Filter | KF-SFSSH75-2 /FD-PITCO Double Vat Gas Fryer With Computer And Filter | 84198110 | 530667 | 68 | KFC | 1 |  | Varifiable
8 | Middleby Celfrost |  | SFSSH55T- Pitco Split Vat Gas Fryer with Comp/fltr | SFSSH55T- Pitco Split Vat Gas Fryer with Comp/fltr | SFSSH55T- Pitco Split Vat Gas Fryer with Comp/fltr | 84198110 | 363076 | 50 | KFC | 1 |  | Varifiable
9 | Middleby Celfrost |  | KF- SFSE18-2/FD-Two 18" Electric Fryers | KF- SFSE18-2/FD-Two 18" Electric Fryers | KF- SFSE18-2/FD-Two 18" Electric Fryers | 84198110 |  | 39 | KFC | 1 | Electric Fryers / Optional | Varifiable
10 | Middleby Celfrost |  | KF-SFSE14T-PITCO Single Spilt Vat Electric Fryer With Computer VC 210 | KF-SFSE14T-PITCO Single Spilt Vat Electric Fryer With Computer VC 210 | KF-SFSE14T-PITCO Single Spilt Vat Electric Fryer With Computer VC 210 | 84198110 |  | 69 | KFC | 1 | Electric Fryers / Optional | Varifiable
11 | OSR |  | FABRISTEEL - UHC - F70 -316 | FABRISTEEL - UHC - F70 -316 | FABRISTEEL - UHC - F70 - 316 | 84198110 | 192451.5 | 28 | KFC | 2 |  | Varifiable
| OSR |  | FABRISTEEL - UHC - F70 -915 | FABRISTEEL - UHC - F70 -915 | FABRISTEEL - UHC - F70 - 915 | 84198110 |  | 28 | KFC |  | Optional | Varifiable
12 | Manitowoc |  | HLZ- Heated Landing Zone | HLZ- Heated Landing Zone | HLZ - Heated Landing Zone |  |  | 25 | KFC |  | Site specific | Varifiable
13 |  |  | HCW5 (old inventory) | HCW5 (old inventory) | HCW5 (old inventory) |  |  | 20 | KFC |  | Site specific | Varifiable
14 |  |  | HCW8 (old inventory) | HCW8 (old inventory) | HCW8 (old inventory) |  |  | 20 | KFC |  | Optional | Varifiable
15 | Franke |  | 24" Warming Bin,3-Tier YUM India | 24" Warming Bin,3-Tier YUM India | 24" Warming Bin,3-Tier YUM India | 84388090 | 64101.7 | 32 | KFC | 1 |  | Varifiable
16 | Mittal International |  | SCOTSMAN DICE ICE CUBE MACHINE MODEL NU308AS 230/50/1 | SCOTSMAN DICE ICE CUBE MACHINE MODEL NU308AS 230/50/1 | SCOTSMAN DICE ICE CUBE MACHINE MODEL NU308AS 230/50/1 | 84186910 | 117000 | 51 | KFC | 1 |  | Varifiable
17 | Mittal International |  | SCOTSMAN ICE BIN MODEL NB193 | SCOTSMAN ICE BIN MODEL NB193 | SCOTSMAN ICE BIN MODEL NB193 | 84189900 | 40000 | 28 | KFC | 1 |  | Varifiable
| Mittal International |  | INDIAN STORAGE BIN MODEL B-193 | INDIAN STORAGE BIN MODEL B-193 | INDIAN STORAGE BIN MODEL B-193 | 94031090 | 0 | 30 | KFC |  | Optional | Varifiable
18 | Mittal International |  | TAYLOR SLUSH FREEZER MODEL H-63 380-415V-50HZ 3N | TAYLOR SLUSH FREEZER MODEL H-63 380-415V-50HZ 3N | TAYLOR SLUSH FREEZER MODEL H-63 380-415V-50HZ 3N | 84186990 | 633081 | 48 | KFC | 1 | Site specific | Varifiable
19 | Middleby Celfrost |  | SG6H- PITCO SG6H Gas Fryer VC210 Installed With Hose For KFC | SG6H- PITCO SG6H Gas Fryer VC210 Installed With Hose For KFC | SG6H- PITCO SG6H Gas Fryer VC210 Installed With Hose For KFC | 84198110 | 474056 | 60 | KFC | 1 |  | Varifiable
20 | Middleby Celfrost |  | KF-SE6H- Pitco Kf-Se6h 415/240 3ph Electric Fryer | KF-SE6H- Pitco Kf-Se6h 415/240 3ph Electric Fryer | KF-SE6H- Pitco Kf-Se6h 415/240 3ph Electric Fryer | 84198110 |  | 49 | KFC | 1 | Electric Fryers / Optional | Varifiable
21 | Mittal International |  | VITAMIX BLENDER MODEL MM ADV/220-240/PREM CONE (BC 12) | VITAMIX BLENDER MODEL MM ADV/220-240/PREM CONE (BC 12) | VITAMIX BLENDER MODEL MM ADV/220-240/PREM CONE (BC 12) | 84198190 | 65000 | 54 | KFC | 1 |  | Varifiable
22 | Mittal International |  | PRINCE CASTLE VERTICAL CONVEYOR TOASTER MODEL 297-T9FCE | PRINCE CASTLE VERTICAL CONVEYOR TOASTER MODEL 297-T9FCE | PRINCE CASTLE VERTICAL CONVEYOR TOASTER MODEL 297-T9FCE | 85167200 | 169193 | 55 | KFC | 1 |  | Varifiable
23 | Mittal International |  | PRINCE CASTLE DEDICATED HOLDING BIN MODEL DHB2PT-33KFCCEF | PRINCE CASTLE DEDICATED HOLDING BIN MODEL DHB2PT-33KFCCEF | PRINCE CASTLE DEDICATED HOLDING BIN MODEL DHB2PT-33KFCCEF | 84198190 | 273816 | 57 | KFC | 2 | Site specific | Varifiable
24 | Mittal International |  | PRINCE CASTLE DEDICATED HOLDING BIN MODEL DHB2SS-46KFCCE | PRINCE CASTLE DEDICATED HOLDING BIN MODEL DHB2SS-46KFCCE | PRINCE CASTLE DEDICATED HOLDING BIN MODEL DHB2SS-46KFCCE | 84198190 | 223440 | 56 | KFC | 1 |  | Varifiable
25 | Middleby Celfrost |  | Commercial Oven - RMS 510 TS | Commercial Oven - RMS 510 TS | Commercial Oven - RMS 510 TS | 84198190 | 28000 | 28 | KFC | 1 |  | Varifiable
26 | Rational |  | KFC SelfCookingCentre - 061 | KFC SelfCookingCentre - 061 | KFC SelfCookingCentre - 061 | 84198120 |  | 27 | KFC | 1 | Optional | Varifiable
27 | Rational |  | KFC SelfCookingCentre - XS 6 2/3 | KFC SelfCookingCentre - XS 6 2/3 | KFC SelfCookingCentre - XS 6 2/3 | 84198120 | 325000 | 32 | KFC | 1 |  | Varifiable
28 | Middleby Celfrost |  | RCS 511 TSWI-MENU MASTER RCS 511 TSW | RCS 511 TSWI-MENU MASTER RCS 511 TSW | RCS 511 TSWI-MENU MASTER RCS 511 TSW | 84198190 |  | 36 | KFC | 1 | Optional | Varifiable
29 | Middleby Celfrost |  | GN-650TNM (NEW) Celfrost Professional 2 Door Reach In Refrigerator | GN-650TNM (NEW) Celfrost Professional 2 Door Reach In Refrigerator | GN-650TNM (NEW) Celfrost Professional 2 Door Reach In Refrigerator | 84185000 | 49500 | 66 | KFC | 1 |  | Varifiable
30 | B.S. International |  | Equip by T&S Wall Mounted Pre Rinse Unit 5PR-8WOO | Equip by T&S Wall Mounted Pre Rinse Unit 5PR-8WOO | Equip by T&S Wall Mounted Pre Rinse Unit 5PR-8WOO | 8481 | 16000 | 47 | KFC | 1 |  | Varifiable
31 | [11 empty] | Varifiable
32 | Franke |  | Non Veg Burger Station-1350 | Non Veg Burger Station-1350 | Non Veg Burger Station-1350 | 84388090 | 81500 | 27 | KFC | 1 |  | Varifiable
33 | Franke |  | Non Veg Burger Station-1000 | Non Veg Burger Station-1000 | Non Veg Burger Station-1000 | 84388090 | 138666 | 27 | KFC | 2 | Site specific | Varifiable
34 | Franke |  | Meat Freezer with Rack Fry/Basket | Meat Freezer with Rack Fry/Basket | Meat Freezer with Rack Fry/Basket | 84388090 | 49396.6 | 33 | KFC | 1 |  | Varifiable
35 | Franke |  | Krusher Station Small-Cup Lid/Monin bot | Krusher Station Small-Cup Lid/Monin bot | Krusher Station Small-Cup Lid/Monin bot | 84388090 | 65495.8 | 39 | KFC | 1 |  | Varifiable
36 | Franke |  | French Fries Dump Station-Express | French Fries Dump Station-Express | French Fries Dump Station-Express | 84388090 | 62569.5 | 33 | KFC |  | Optional | Varifiable
37 | Franke |  | Chip Dump Pass Through Station Double | Chip Dump Pass Through Station Double | Chip Dump Pass Through Station Double | 84388090 | 76237.3 | 37 | KFC | 1 |  | Varifiable
38 | Franke |  | Breading table -Single | Breading table -Single | Breading table -Single | 84388090 | 68500 | 22 | KFC | 1 |  | Varifiable
39 | Franke |  | Breading table - Double | Breading table - Double | Breading table - Double | 84388090 | 0 | 23 | KFC | 1 | Optional | Varifiable
40 | Franke |  | Marinator,KFC,W/O Pan Kit | Marinator,KFC,W/O Pan Kit | Marinator,KFC,W/O Pan Kit | 84388090 | 58000 | 25 | KFC | 1 |  | Varifiable
41 | Franke |  | Double Hot Drawer | Double Hot Drawer | Double Hot Drawer | 84388090 | 44242.4 | 17 | KFC | 1 |  | Varifiable
42 | Franke |  | Single Sink RH with UC chiller -1200 | Single Sink RH with UC chiller -1200 | Single Sink RH with UC chiller -1200 | 84388090 | 63500 | 36 | KFC | 1 |  | Varifiable
| Franke |  | Single Sink LH with UC chiller -1200 | Single Sink LH with UC chiller -1200 | Single Sink LH with UC chiller -1200 | 84388090 | 63500 | 36 | KFC |  |  | Varifiable
| Franke |  | Ref with Sink RHS -1500 | Ref with Sink RHS -1500 | Ref with Sink RHS -1500 | 84388090 |  | 23 | KFC |  | Optional | Varifiable
| Franke |  | Ref with Sink LHS -1500 | Ref with Sink LHS -1500 | Ref with Sink LHS -1500 | 84388090 |  | 23 | KFC |  | Optional | Varifiable
43 | Mittal International |  | PRINCE CASTLE CONTACT GRILL SINGLE MODEL CG8-1TP | PRINCE CASTLE CONTACT GRILL SINGLE MODEL CG8-1TP | PRINCE CASTLE CONTACT GRILL SINGLE MODEL CG8-1TP | 84198190 | 85000 | 48 | KFC | 1 |  | Varifiable
|  |  |  | FREIGHT CHARGES | FREIGHT CHARGES | [6 empty] | Non Verifiable

## Imported Equipment (2) (hidden)
31 | Vendor | Imported equipment - Long Description | Capex Data | Invoice Data | PO Data | Proforma Invoice Description | HSN Code | Brand | UOM
1 | Rite Equipments Pvt Ltd | Hobart vegetable cutter / Halde | Hobart vegetable cutter / Halde | Vegetable preparation machine - Halde : Model - RG 100 | Vegetable preparation machine - Halde : Model - RG 100 | Vegetable preparation machine - Halde : Model - RG 100 | 84388090 | KFC | 1
2 |  | Slicer 3mm / 63161 | Slicer 3mm / 63161 | Slicer 3mm / 63161 | Slicer 3mm / 63161 | Slicer 3mm / 63161 | 82083000 | KFC | 1
3 |  | slicer 9mm/86030 | slicer 9mm/86030 | slicer 9mm/86030 | slicer 9mm/86030 | slicer 9mm/86030 | 82083000 | KFC | 1
4 |  | Soft slicer 10mm/83364 | Soft slicer 10mm/83364 | Soft slicer 10mm/83364 | Soft slicer 10mm/83364 | Soft slicer 10mm/83364 | 82083000 | KFC | 1
5 |  | Juilinne 4x4mm/63128 | Juilinne 4x4mm/63128 | Juilinne 4x4mm/63128 | Juilinne 4x4mm/63128 | Juilinne 4x4mm/63128 | 82083000 | KFC | 1
6 |  | dicing Grid 10x10mm/83292 | dicing Grid 10x10mm/83292 | dicing Grid 10x10mm/83292 | dicing Grid 10x10mm/83292 | dicing Grid 10x10mm/83292 | 82083000 | KFC | 1
7 | Middleby Celfrost | KF-SSH75-2 Pitco double Vat Gas Fryer with Computer & Filter Drawer | KF-SSH75-2 Pitco double Vat Gas Fryer with Computer & Filter Drawer | KF-SSH75-2 Pitco double Vat Gas Fryer with Computer & Filter Drawer | KF-SSH75-2 Pitco double Vat Gas Fryer with Computer & Filter Drawer | KF-SSH75-2 Pitco double Vat Gas Fryer with Computer & Filter Drawer | 84198110 | KFC | 1
8 |  | KF-SFSSH55T - Pitco Fryer with Computer & filter Drawer | KF-SFSSH55T - Pitco Fryer with Computer & filter Drawer | KF-SFSSH55T - Pitco Fryer with Computer & filter Drawer | KF-SFSSH55T - Pitco Fryer with Computer & filter Drawer | KF-SFSSH55T - Pitco Fryer with Computer & filter Drawer | 84198110 | KFC | 1
9 | Middleby Celfrost | KF-SFSE18-2 Pitco Electric Fryer SFSE18-2 Two Full Tank with Solo filter | KF-SFSE18-2 Pitco Electric Fryer SFSE18-2 Two Full Tank with Solo filter | KF-SFSE18-2 Pitco Electric Fryer SFSE18-2 Two Full Tank with Solo filter | KF-SFSE18-2 Pitco Electric Fryer SFSE18-2 Two Full Tank with Solo filter | KF-SFSE18-2 Pitco Electric Fryer SFSE18-2 Two Full Tank with Solo filter | 84198110 | KFC | 1 | Electric Fryers / Optional
10 |  | KF-SFSE14T - Pitco Electric Fryer for KFCSFSE14T Split Tank with Solo Filter | KF-SFSE14T - Pitco Electric Fryer for KFCSFSE14T Split Tank with Solo Filter | KF-SFSE14T - Pitco Electric Fryer for KFCSFSE14T Split Tank with Solo Filter | KF-SFSSH55T - Pitco Fryer with Computer & filter Drawer | KF-SFSSH55T - Pitco Fryer with Computer & filter Drawer | 84198110 | KFC | 1
11 | OSR | Holding Cabinet full Size - Pass Thru | Holding Cabinet full Size - Pass Thru | Holding Cabinet full Size - Pass Thru | Fabristeel - UHC - F70-316 | Fabristeel - UHC - F70-316 | 84198110 | KFC | 2
12 | Manitowoc | HLZ- Heated Landing Zone | HLZ- Heated Landing Zone | HLZ- Heated Landing Zone
13 |  | HCW5 (old inventory) | HCW5 (old inventory) | HCW5 (old inventory)
14 |  | HCW8 (old inventory) | HCW8 (old inventory) | HCW8 (old inventory)
15 | Franke | 24" Warming Bin - 3 Tier | 24" Warming Bin - 3 Tier | 24" Warming Bin - 3 Tier | 24" Warming Bin - 3 Tier | 24" Warming Bin - 3 Tier | 84388090 | KFC | 1
16 | Mittal International | Scotsman Ice Cube machine - Model NW308 | Scotsman Ice Cube machine - Model NW308 | Scotsman Ice Cube machine - Model NW308 | Scotsman Ice Cube machine - Model NW308 | Scotsman Ice Cube machine - Model NW308 | 8418 | KFC | 1
17 |  | Scotsman Ice Bin - Model NB193 | Scotsman Ice Bin - Model NB193 | Scotsman Ice Bin - Model NB193 | Scotsman Ice Bin - Model NB193 | Scotsman Ice Bin - Model NB193 | 8418 | KFC | 1
18 | Mittal International | Taylor Dairy Slush Machine for Krushers (H-63) | Taylor Dairy Slush Machine for Krushers (H-63) | Taylor Dairy Slush Machine for Krushers (H-63) | Taylor Dairy Slush Machine for Krushers (H-63) | Taylor Dairy Slush Machine for Krushers (H-63) | 84180000 | KFC | 1
19 | Middleby Celfrost | KF-SG6H- PITCO 6 Head Gas Fryer with Filter and computer controls | KF-SG6H - Pitco SG6H Gas Fryer VC210 installed with hose for KFC | KF-SG6H - Pitco SG6H Gas Fryer VC210 installed with hose for KFC | KF-SG6H - Pitco SG6H Gas Fryer VC210 installed with hose for KFC | KF-SG6H - Pitco SG6H Gas Fryer VC210 installed with hose for KFC | 84198110 | KFC | NOS.
20 | Middleby Celfrost | KF-SE6H- One 18" Electric Fryer (Six Head Open Rack), Built in filter drawer | KF-SE6H- One 18" Electric Fryer (Six Head Open Rack), Built in filter drawer | KF-SE6H- One 18" Electric Fryer (Six Head Open Rack), Built in filter drawer | KF-SE6H- One 18" Electric Fryer (Six Head Open Rack), Built in filter drawer | KF-SG6H - Pitco SG6H Gas Fryer VC210 installed with hose for KFC | 84198110 | KFC | 1 | Electric Fryers / Optional
21 | Mittal International | Vitamix Blender - MM ADV /Prem CONE (BC 12) | Vitamix Blender - MM ADV /Prem CONE (BC 12) | Vitamix Blender - MM ADV /Prem CONE (BC 12) | Vitamix Blender - MM ADV /Prem CONE (BC 12) | Vitamix Blender - MM ADV /Prem CONE (BC 12) | 8418 | KFC | 1
22 |  | Prince Castle - Vertical toaster (complete with accessories) | Prince Castle Vertical Taoster - Model 297-T9F | Prince Castle Vertical Taoster - Model 297-T9F | Prince Castle Vertical Taoster - Model 297-T9F | Prince Castle Vertical Taoster - Model 297-T9F | 8419 | KFC | 1
23 |  | Dedicated Holding Bins - Prince Castle - DHB2SS - 33KFCCEF | Dedicated Holding Bins - Prince Castle - DHB2SS - 33KFCCEF | Dedicated Holding Bins - Prince Castle - DHB2SS - 33KFCCEF | Dedicated Holding Bins - Prince Castle - DHB2SS - 33KFCCEF | Dedicated Holding Bins - Prince Castle - DHB2SS - 33KFCCEF | 8419 | KFC | 2
24 |  | Dedicated Holding Bins - Prince Castle - DHB2SS - 46KFCCEF | Dedicated Holding Bins - Prince Castle - DHB2SS - 46KFCCEF | Dedicated Holding Bins - Prince Castle - DHB2SS - 46KFCCEF | Dedicated Holding Bins - Prince Castle - DHB2SS - 46KFCCEF | Dedicated Holding Bins - Prince Castle - DHB2SS - 46KFCCEF | 8419 | KFC | 2
25 | Middleby Celfrost | Commercial Oven - RMS - 510 TS | Commercial Oven - RMS - 510 TS | Commercial Oven - RMS - 510 TS | Commercial Oven - RMS - 510 TS | Commercial Oven - RMS - 510 TS | 84198190 | KFC | 1
26 | Rational | KFC Self Cooking Centre - 061 | KFC Self Cooking Centre - 061 | KFC Self Cooking Centre - 061 | KFC Self Cooking Centre - 061 | KFC Self Cooking Centre - 061 |  | KFC | 1 | Optional
27 | Rational | KFC self cooking centre - XS 6 2/3 | KFC self cooking centre - XS 6 2/3 | KFC self cooking centre - XS 6 2/3 | KFC self cooking centre - XS 6 2/3 | KFC self cooking centre - XS 6 2/3 |  | KFC | 1
28 | Middleby Celfrost | Commercial Oven - RCS - 511 TSW | Commercial Oven - RCS - 511 TSW | Commercial Oven - RCS - 511 TSW | Commercial Oven - RCS - 511 TSW | Commercial Oven - RCS - 511 TSW | 84198190 | KFC | 1 | Optional
29 |  | GN-650TNM (NEW) Celfrost professional 2 door reach in refrigerator | GN-650TNM (NEW) Celfrost professional 2 door reach in refrigerator | GN-650TNM (NEW) Celfrost professional 2 door reach in refrigerator | GN-650TNM (NEW) Celfrost professional 2 door reach in refrigerator | GN-650TNM (NEW) Celfrost professional 2 door reach in refrigerator | 84185000 | KFC | 1
30 | B.S. International | T & S Wall Mounted Pre Rinse Unit 5PR-8WOO | T & S Wall Mounted Pre Rinse Unit 5PR-8WOO | T & S Wall Mounted Pre Rinse Unit 5PR-8WOO | T & S Wall Mounted Pre Rinse Unit 5PR-8WOO | T & S Wall Mounted Pre Rinse Unit 5PR-8WOO |  | KFC | 1
31 |  | Local HOT & Cold equipments - Franke
32 | Franke | Combined Burger Station O/s 1350 X 900 X 800 on wheel, | Combined Burger Station O/s 1350 X 900 X 800 on wheel, | Combined Burger Station O/s 1350 X 900 X 800 on wheel, | Combined Burger Station O/s 1350 X 900 X 800 on wheel, | Combined Burger Station O/s 1350 X 900 X 800 on wheel, | 84388090 | KFC | 1
33 |  | Burger Station O/s 1000 X 900 X 800 on wheel, | Burger Station O/s 1000 X 900 X 800 on wheel, | Burger Station O/s 1000 X 900 X 800 on wheel, | Burger Station O/s 1000 X 900 X 800 on wheel, | Burger Station O/s 1000 X 900 X 800 on wheel, | 84388090 | KFC | 2 | Optional
34 |  | Meat Freezer 457mm with Rack Fry Basket | Meat Freezer 457mm with Rack Fry Basket | Meat Freezer 457mm with Rack Fry Basket | Meat Freezer 457mm with Rack Fry Basket | Meat Freezer 457mm with Rack Fry Basket | 84388090 | KFC | 1
35 |  | Krusher st 1000w Glass disp+Lid & Monin holder | Krusher st 1000w Glass disp+Lid & Monin holder | Krusher st 1000w Glass disp+Lid & Monin holder | Krusher st 1000w Glass disp+Lid & Monin holder | Krusher st 1000w Glass disp+Lid & Monin holder | 84388090 | KFC | 1
36 |  | French Fries Dump St O/s 600X 725 (Express) | French Fries Dump St O/s 600X 725 (Express) | French Fries Dump St O/s 600X 725 (Express) | French Fries Dump St O/s 600X 725 (Express) | French Fries Dump St O/s 600X 725 (Express) | 84388090 | KFC
37 |  | French Fries Dump St (Pass-thru) | French Fries Dump St (Pass-thru) | French Fries Dump St (Pass-thru) | French Fries Dump St (Pass-thru) | French Fries Dump St (Pass-thru) | 84388090 | KFC | 1
38 |  | Breading Table, Single with all accessories | Breading Table, Single with all accessories | Breading Table, Single with all accessories | Breading Table, Single with all accessories | Breading Table, Single with all accessories | 84388090 | KFC | 1
39 |  | Dual Breading Table, with all accessories (1950mm) | Dual Breading Table, with all accessories (1950mm) | Dual Breading Table, with all accessories (1950mm) | Dual Breading Table, with all accessories (1950mm) | Dual Breading Table, with all accessories (1950mm) | 84388090 | KFC | 1
40 |  | Marinator without Poly Lugs | Marinator without Poly Lugs | Marinator without Poly Lugs | Marinator without Poly Lugs | Marinator without Poly Lugs | 84388090 | KFC | 1
41 |  | Double Hot Drawer | Double Hot Drawer | Double Hot Drawer | Double Hot Drawer | Double Hot Drawer | 84388090 | KFC | 1
42 |  | Veg Prep Table with Sink (LHS & RHS) & U/ counter Chiller, O/s 1200 X 750 X 800 mm | Veg Prep Table with Sink (LHS & RHS) & U/ counter Chiller, O/s 1200 X 750 X 800 mm | Veg Prep Table with Sink (LHS & RHS) & U/ counter Chiller, O/s 1200 X 750 X 800 mm | Veg Prep Table with Sink (LHS & RHS) & U/ counter Chiller, O/s 1200 X 750 X 800 mm | Veg Prep Table with Sink (LHS & RHS) & U/ counter Chiller, O/s 1200 X 750 X 800 mm | 84388090 | KFC | 1
43 | Mittal International | Single Contact Griller - Prince Castle CG8 1TP | Single Contact Griller - Prince Castle CG8 1TP | Single Contact Griller - Prince Castle CG8 1TP | Single Contact Griller - Prince Castle CG8 1TP | Single Contact Griller - Prince Castle CG8 1TP | 8419 | KFC | 1

## PH Imported Equipment (2) (hidden)
Sr. No. | Vendor | Equipment name / Capex Description / Short Des | Imported equipment - Long Description | Proforma Invoice Description | PO Description | Invoice Description | HSN Code | Brand | UOM | PHOTO | Proforma / PO / Invoice Description | Asset Master Description (WITHIN 40) | Character | Rate | Identification
1 | Meghdoot | Retarder Single Door | Retarder Single Door | Retarder Single Door | Retarder Single Door | Retarder Single Door | 84186990 | PH | EA |  | RETARDER SINGLE DOOR | RETARDER SINGLE DOOR | 20 | 72250 | Varifiable
2 |  | Proofers with Single Door | Proofers with Single Door | Proofers with Single Door | Proofers with Single Door | Proofers with Single Door | 85166000 | PH | EA |  | PROOFER WITH SINGLE DOOR | PROOFER WITH SINGLE DOOR | 24 | 63750 | Varifiable
3 | Western Refrigeration | Reachin Freezer | Stainless steel Reachin Freezers - 2 Door - HFW-77MS4-IC | Stainless steel Reachin Freezers - 2 Door - HFW-77MS4-IC | Stainless steel Reachin Freezers - 2 Door - HFW-77MS4-IC | Stainless steel Reachin Freezers - 2 Door - HFW-77MS4-IC | 8418 | PH | EA |  | STAINLESS STEEL REACHIN FREEZERS - 2 DOOR - HFW-77MS4-IC | STAINLESS STEEL REACHIN FREEZERS-2 DOOR | 39 | 59500 | Varifiable
4 |  | Reach in Chiller | Stainless steel Reachin Chiller - 2 Door - HRW-77MS4 | Stainless steel Reachin Chiller - 2 Door - HRW-77MS4 | Stainless steel Reachin Chiller - 2 Door - HRW-77MS4 | Stainless steel Reachin Chiller - 2 Door - HRW - 77MS4 | 8418 | PH | EA |  | STAINLESS STEEL REACHIN CHILLER - 2 DOOR - HRW - 77MS4 | STAINLESS STEEL REACHIN CHILLER-2 DOOR | 38 | 51000 | Varifiable
5 |  | Reach in chiller/Freezer | Stainless steel Reachin Freezer-Chiller - 2 Door - HRFW-77MS4 | Stainless steel Reachin Freezer-Chiller - 2 Door - HRFW-77MS4 | Stainless steel Reachin Freezer-Chiller - 2 Door - HRFW-77MS4 | Stainless steel Reachin Freezer-Chiller - 2 Door - HRFW-77MS4 | 8418 | PH | EA |  | STAINLESS STEEL REACHIN FREEZER-CHILLER - 2 DOOR - HRFW-77MS4 | STAINLESS STEEL REACHIN FREEZER-CHILLER | 39 | 63000 | Varifiable
6 | Middleby Celfrost | CF 560-Two Lid Hard Top Chest Freezer | 2 Lid hard top Chest Freezer - CF 560 | 2 Lid hard top Chest Freezer - CF 560 | 2 Lid hard top Chest Freezer - CF 560 | CF 560 Two Lid Hard Top Chest Freezer | 84183010 | PH | EA |  | CF 560-Two Lid Hard Top Chest Freezer | CF 560-Two Lid Hard Top Chest Freezer | 37 | 25300 | Varifiable
Imported equipment | [14 empty] | Varifiable
7 | Mittal International | T&S PRE RINSE UNIT EX-1DP00-H | T&S PRE RINSE UNIT EX-1DP00-H | Pre rinse unit - T & S EX - 1DP00-H | Pre rinse unit - T & S EX - 1DP00-H | T & S Pre Rinse unit - Model EX-1DPOOH | 8419 | PH | EA |  | T&S PRE RINSE UNIT EX-1DP00-H | T&S PRE RINSE UNIT EX-1DP00-H | 29 | 16000 | Varifiable
8 | Middleby Celfrost | Ps840g- Middleby Marshall Wow Oven | Ps840g- Middleby Marshall Wow Oven | PS840G - Middleby Marshall Wow Gas Oven | PS840G - Middleby Marshall Wow Gas Oven | PS840G - Middleby Marshall Wow Gas Oven | 84172000 | PH | EA |  | Ps840g- Middleby Marshall Wow Oven | Ps840g- Middleby Marshall Wow Oven | 34 | 620000 | Varifiable
8a |  | Panel 840g-Oven Panel for 840G-Black Color | Panel 840g-Oven Panel for 840G-Black Color | Panel PS840G - Oven Panel for PS840G-Black Color | Panel PS840G - Oven Panel for PS840G-Black Color | Panel PS840G - Oven Panel for PS840G-Black Color | 84198190 | PH | EA |  | Panel 840g-Oven Panel for 840G-Black Color | Panel 840g-Oven Panel for 840G-Black Color | 42 | 49000 | Varifiable
8b |  | Oven Top & Trolly | Oven Top & Trolly | Oven Top & Trolley - PS840G (Single Deck) | Oven Top & Trolley - PS840G (Single Deck) | Oven Top & Trolley | 94032090 | PH | EA |  | Oven Top & Trolly | Oven Top & Trolly | 17 |  | Varifiable
9 | Apex Kitchen Solution | HL-400-2 MIXER (HOBART) | HL-400-2 MIXER (HOBART) | Dough Mixer - Hobart - HL400 | Dough Mixer - Hobart - HL400 | Dough Mixer - Hobart - HL400 | 8438 | PH | EA |  | HL-400-2 MIXER (HOBART) | HL-400-2 MIXER (HOBART) | 23 | 470000 | Varifiable
10 |  | MRS-11 ACME DOUBLE PASS 4 ROLLERS | MRS-11 ACME DOUBLE PASS 4 ROLLERS | Dough Sheeter - ACME - MRS1100 | Dough Sheeter - ACME - MRS1100 | Dough Sheeter - ACME - MRS1100 | 8438 | PH | EA |  | MRS-11 ACME DOUBLE PASS 4 ROLLERS | MRS-11 ACME DOUBLE PASS 4 ROLLERS | 33 | 309397 | Varifiable
11 | Mittal International | VITAMIX BLENDER MODEL BB ADV/.9L ADV/220-240V/RED | VITAMIX BLENDER MODEL BB ADV/.9L ADV/220-240V/RED | Blender - Vitamix Barboss Advance | Blender - Vitamix Barboss Advance | Vitamix Blender - Model DM ADV | 84198120 | PH | EA |  | VITAMIX BLENDER MODEL BB ADV/.9L ADV/220-240V/RED | VITAMIX BLENDER MODEL BB ADV/.9L ADV/220-240V/RED | 47 | 38000 | Varifiable
|  | VITAMIX BLENDER MODEL DM ADV/.9L ADV/220-240V/SLV | VITAMIX BLENDER MODEL DM ADV/.9L ADV/220-240V/SLV |  |  |  | 84198120 |  |  |  | VITAMIX BLENDER MODEL DM ADV/.9L ADV/220-240V/SLV | VITAMIX BLENDER MODEL DM ADV/.9L ADV/220-240V/SLV | 47 |  | Varifiable
12 |  | SCOTSMAN DICE ICE CUBE MACHINE MODEL NU220AS 230/50/1 | SCOTSMAN DICE ICE CUBE MACHINE MODEL NU220AS 230/50/1 | Ice Cube Machine - Scotsman NU 220 | Ice Cube Machine - Scotsman NU 220 | Scotsman Ice Cube Machine - Model NU220 | 84186910 | PH | EA |  | SCOTSMAN DICE ICE CUBE MACHINE MODEL NU220AS 230/50/1 | SCOTSMAN DICE ICE CUBE MACHINE MODEL NU220AS 230/50/1 | 53 | 92000 | Varifiable
13 | Franke | 6 Ft Make Table with Glass Door | 6 Ft Make Table with Glass Door | 6 feet make table (new glass top) inc. all GN pans | 6 feet make table (new glass top) inc. all GN pans | 1.75m Opened Make Table with Glass Door | 84388090 | PH | EA |  | 6 Ft Make Table with Glass Door | 6 Ft Make Table with Glass Door | 31 | 153075 | Varifiable
13a |  | 4 Ft Make Table with Glass Door | 4 Ft Make Table with Glass Door | 4 feet make table (new glass top) inc. all GN pans | 4 feet make table (new glass top) inc. all GN pans | 4' Opened Make Table with Glass Door | 84388090 | PH | EA |  | 4 Ft Make Table with Glass Door | 4 Ft Make Table with Glass Door | 31 | 128725 | Varifiable
13b |  | 8 Ft Make Table with Glass Door | 8 Ft Make Table with Glass Door | 8 feet make table (new glass top) inc. all GN pans | 8 feet make table (new glass top) inc. all GN pans | 8 feet make table (new glass top) inc. all GN pans | 84388090 | PH | EA |  | 8 Ft Make Table with Glass Door | 8 Ft Make Table with Glass Door | 31 | 210000 | Varifiable

## Sheet19 (hidden)
Sr. No. | Proforma Invoice Description | PO Description | Invoice Description | HSN CODE | Unit | Rate | Identification
1 | Ceiling suspended Air Handling Unit - DX Type | Ceiling suspended Air Handling Unit - DX Type | Ceiling suspended Air Handling Unit - DX Type
a | 5200 CFM, 13 TR | 5200 CFM, 13 TR | 5200 CFM, 13 TR |  | Nos. | 182500 | Varifiable
b | 5000 CFM, 12.5 TR | 5000 CFM, 12.5 TR | 5000 CFM, 12.5 TR |  | Nos. | 153000 | Varifiable
c | 4500 CFM, 11 TR | 4500 CFM, 11 TR | 4500 CFM, 11 TR |  | Nos. | 82000 | Varifiable
d | 3500 CFM, 8.5 TR | 3500 CFM, 8.5 TR | 3500 CFM, 8.5 TR |  | Nos. | 78000 | Varifiable
1.1 | Air Cooled Condensing Unit - DX Type | Air Cooled Condensing Unit - DX Type | Air Cooled Condensing Unit - DX Type
a | 17.0TR Condenser unit | 17.0TR Condenser unit | 17.0TR Condenser unit | 84159000 | Nos. |  | Varifiable
b | 11.0TR Condenser unit | 11.0TR Condenser unit | 11.0TR Condenser unit | 84159000 | Nos. | 92000 | Varifiable
c | 8.5TR Condenser unit | 8.5TR Condenser unit | 8.5TR Condenser unit | 84159000 | Nos. | 77000 | Varifiable
d | 5.5TR Condenser unit | 5.5TR Condenser unit | 5.5TR Condenser unit | 84159000 | Nos. | 48800 | Varifiable
2.1 | Hi Wall Split Units (DX) | Hi Wall Split Units (DX) | Hi Wall Split Units (DX)
a | 1.0 TR Split Ac. | 1.0 TR Split Ac. | 1.0 TR Split Ac. | 84159000 | Nos | 23000 | Varifiable
b | 1.5 TR Split Ac. | 1.5 TR Split Ac. | 1.5 TR Split Ac. | 84159000 | Nos | 28000 | Varifiable
c | 2.0 TR Split Ac. | 2.0 TR Split Ac. | 2.0 TR Split Ac. | 84159000 | Nos | 34000 | Varifiable
d | 1.0 TR Inverter Ac. | 1.0 TR Inverter Ac. | 1.0 TR Inverter Ac. | 84159000 | Nos | 27000 | Varifiable
e | 1.5 TR Inverter Ac. | 1.5 TR Inverter Ac. | 1.5 TR Inverter Ac. | 84159000 | Nos | 33000 | Varifiable
f | 2.0 TR Inverter Ac. | 2.0 TR Inverter Ac. | 2.0 TR Inverter Ac. | 84158210 | Nos | 40000 | Varifiable
3.1 | Cassette Units (DX) | Cassette Units (DX) | Cassette Units (DX)
a | 1.5 TR Cassette | 1.5 TR Cassette | 1.5 TR Cassette |  | Nos | 40500 | Varifiable
b | 2.0 TR Cassette | 2.0 TR Cassette | 2.0 TR Cassette |  | Nos | 48000 | Varifiable
c | 2.5 TR Cassette | 2.5 TR Cassette | 2.5 TR Cassette |  | Nos |  | Varifiable
d | 3.0 TR Cassette | 3.0 TR Cassette | 3.0 TR Cassette |  | Nos | 65000 | Varifiable
e | 3.5 TR Cassette | 3.5 TR Cassette | 3.5 TR Cassette |  | Nos |  | Varifiable
f | 4.0 TR Cassette | 4.0 TR Cassette | 4.0 TR Cassette |  | Nos | 75000 | Varifiable
g | 1.5 TR Inverter Cassette | 1.5 TR Inverter Cassette | 1.5 TR Inverter Cassette |  | Nos |  | Varifiable
h | 2.0 TR Inverter Cassette | 2.0 TR Inverter Cassette | 2.0 TR Inverter Cassette |  | Nos | 74000 | Varifiable
i | 2.5 TR Inverter Cassette | 2.5 TR Inverter Cassette | 2.5 TR Inverter Cassette |  | Nos |  | Varifiable
j | 3.0 TR Inverter Cassette | 3.0 TR Inverter Cassette | 3.0 TR Inverter Cassette |  | Nos | 107000 | Varifiable
k | 3.5 TR Inverter Cassette | 3.5 TR Inverter Cassette | 3.5 TR Inverter Cassette |  | Nos |  | Varifiable
l | 4.0 TR Inverter Cassette | 4.0 TR Inverter Cassette | 4.0 TR Inverter Cassette |  | Nos | 111000 | Varifiable
m | 1.5 TR Round flow Cassette | 1.5 TR Round flow Cassette | 1.5 TR Round flow Cassette |  | Nos |  | Varifiable
n | 1.8 TR Round flow Cassette | 1.8 TR Round flow Cassette | 1.8 TR Round flow Cassette |  | Nos |  | Varifiable
o | 2.2 TR Round flow Cassette | 2.2 TR Round flow Cassette | 2.2 TR Round flow Cassette |  | Nos |  | Varifiable
p | 2.5 TR Round flow Cassette | 2.5 TR Round flow Cassette | 2.5 TR Round flow Cassette |  | Nos |  | Varifiable
q | 3.0 TR Round flow Cassette | 3.0 TR Round flow Cassette | 3.0 TR Round flow Cassette |  | Nos |  | Varifiable
r | 3.7 TR Round flow Cassette | 3.7 TR Round flow Cassette | 3.7 TR Round flow Cassette |  | Nos |  | Varifiable
s | 4.1 TR Round flow Cassette | 4.1 TR Round flow Cassette | 4.1 TR Round flow Cassette |  | Nos |  | Varifiable
t | 4.5 TR Round flow Cassette | 4.5 TR Round flow Cassette | 4.5 TR Round flow Cassette
4.1 | Ductable Units (DX) | Ductable Units (DX) | Ductable Units (DX)
a | 3.0 TR Ductable Unit | 3.0 TR Ductable Unit | 3.0 TR Ductable Unit | 84158210 | Nos | 41500 | Varifiable
b | 5.5 TR Ductable Unit | 5.5 TR Ductable Unit | 5.5 TR Ductable Unit | 84158210 | Nos | 65000 | Varifiable
c | 8.5 TR Ductable Unit | 8.5 TR Ductable Unit | 8.5 TR Ductable Unit | 84158210 | Nos | 98000 | Varifiable
d | 11.0TR Ductable Unit | 11.0TR Ductable Unit | 11.0TR Ductable Unit | 84158210 | Nos | 122000 | Varifiable
5.1 | Furred In AC (Low Static Duct) – DX FCU
a | 1.5 TR FCU Unit | 1.5 TR FCU Unit | 1.5 TR FCU Unit | 84151010 | Nos | 26700 | Varifiable
b | 2.0 TR FCU Unit | 2.0 TR FCU Unit | 2.0 TR FCU Unit | 84151010 | Nos | 33000 | Varifiable
c | 2.5 TR FCU Unit | 2.5 TR FCU Unit | 2.5 TR FCU Unit | 84151010 | Nos |  | Varifiable
d | 3.0 TR FCU Unit | 3.0 TR FCU Unit | 3.0 TR FCU Unit | 84151010 | Nos |  | Varifiable
5 | VENTILATION UNIT FOR KITCHEN & TOILET
5.1 | Fresh Air Unit | Fresh Air Unit | Fresh Air Unit
a | 4500 CFM | 4500 CFM | 4500 CFM
| 4500 CFM Static Pressure: 30 mm | 4500 CFM Static Pressure: 30 mm | 4500 CFM Static Pressure: 30 mm |  | Nos | 72675 | Varifiable
| 4500 CFM Static Pressure: 40 mm | 4500 CFM Static Pressure: 40 mm | 4500 CFM Static Pressure: 40 mm |  | Nos | 74100 | Varifiable
| 4500 CFM Static Pressure: 50 mm | 4500 CFM Static Pressure: 50 mm | 4500 CFM Static Pressure: 50 mm |  | Nos | 75525 | Varifiable
| 4500 CFM Static Pressure: 60 mm | 4500 CFM Static Pressure: 60 mm | 4500 CFM Static Pressure: 60 mm |  | Nos | 76950 | Varifiable
b | 2500 CFM
| 2500 CFM Static Pressure: 30 mm | 2500 CFM Static Pressure: 30 mm | 2500 CFM Static Pressure: 30 mm |  | Nos | 59850 | Varifiable
| 2500 CFM Static Pressure: 40 mm | 2500 CFM Static Pressure: 40 mm | 2500 CFM Static Pressure: 40 mm |  | Nos | 60800 | Varifiable
| 2500 CFM Static Pressure: 50 mm | 2500 CFM Static Pressure: 50 mm | 2500 CFM Static Pressure: 50 mm |  | Nos | 61750 | Varifiable
| 2500 CFM Static Pressure: 60 mm | 2500 CFM Static Pressure: 60 mm | 2500 CFM Static Pressure: 60 mm |  | Nos | 62700 | Varifiable
5.2 | Wet Scrubber Unit | Wet Scrubber Unit | Wet Scrubber Unit
a | 4500 CFM | 4500 CFM | 4500 CFM
| 4500 CFM Static Pressure: 30 mm | 4500 CFM Static Pressure: 30 mm | 4500 CFM Static Pressure: 30 mm |  | Nos | 91000 | Varifiable
| 4500 CFM Static Pressure: 40 mm | 4500 CFM Static Pressure: 40 mm | 4500 CFM Static Pressure: 40 mm |  | Nos | 92000 | Varifiable
| 4500 CFM Static Pressure: 50 mm | 4500 CFM Static Pressure: 50 mm | 4500 CFM Static Pressure: 50 mm |  | Nos | 93000 | Varifiable
| 4500 CFM Static Pressure: 60 mm | 4500 CFM Static Pressure: 60 mm | 4500 CFM Static Pressure: 60 mm |  | Nos | 94000 | Varifiable
b | 2500 CFM | 2500 CFM | 2500 CFM |  |  |  | Varifiable
| 2500 CFM Static Pressure: 30 mm | 2500 CFM Static Pressure: 30 mm | 2500 CFM Static Pressure: 30 mm |  | Nos | 79800 | Varifiable
| 2500 CFM Static Pressure: 40 mm | 2500 CFM Static Pressure: 40 mm | 2500 CFM Static Pressure: 40 mm |  | Nos | 80750 | Varifiable
| 2500 CFM Static Pressure: 50 mm | 2500 CFM Static Pressure: 50 mm | 2500 CFM Static Pressure: 50 mm |  | Nos | 81700 | Varifiable
| 2500 CFM Static Pressure: 60 mm | 2500 CFM Static Pressure: 60 mm | 2500 CFM Static Pressure: 60 mm |  | Nos | 82650 | Varifiable
5.3 | Air Washer Unit | Air Washer Unit | Air Washer Unit | 8414
a | 4500 CFM | 4500 CFM | 4500 CFM
| 4500 CFM Static Pressure: 30 mm | 4500 CFM Static Pressure: 30 mm | 4500 CFM Static Pressure: 30 mm | 8414 | Nos | 111150 | Varifiable
| 4500 CFM Static Pressure: 40 mm | 4500 CFM Static Pressure: 40 mm | 4500 CFM Static Pressure: 40 mm | 8414 | Nos | 112100 | Varifiable
| 4500 CFM Static Pressure: 50 mm | 4500 CFM Static Pressure: 50 mm | 4500 CFM Static Pressure: 50 mm | 8414 | Nos | 113050 | Varifiable
| 4500 CFM Static Pressure: 60 mm | 4500 CFM Static Pressure: 60 mm | 4500 CFM Static Pressure: 60 mm | 8414 | Nos | 114000 | Varifiable
b | 2500 CFM | 2500 CFM | 2500 CFM
| 2500 CFM Static Pressure: 30 mm | 2500 CFM Static Pressure: 30 mm | 2500 CFM Static Pressure: 30 mm | 8414 | Nos | 95475 | Varifiable
| 2500 CFM Static Pressure: 40 mm | 2500 CFM Static Pressure: 40 mm | 2500 CFM Static Pressure: 40 mm | 8414 | Nos | 96425 | Varifiable
| 2500 CFM Static Pressure: 50 mm | 2500 CFM Static Pressure: 50 mm | 2500 CFM Static Pressure: 50 mm | 8414 | Nos | 97375 | Varifiable
| 2500 CFM Static Pressure: 60 mm | 2500 CFM Static Pressure: 60 mm | 2500 CFM Static Pressure: 60 mm | 8414 | Nos | 98325 | Varifiable
5.4 | Exhaust Air Unit | Exhaust Air Unit | Exhaust Air Unit
a | 4500 CFM | 4500 CFM | 4500 CFM
| 4500 CFM Static Pressure: 30 mm | 4500 CFM Static Pressure: 30 mm | 4500 CFM Static Pressure: 30 mm |  | Nos | 83790 | Varifiable
| 4500 CFM Static Pressure: 40 mm | 4500 CFM Static Pressure: 40 mm | 4500 CFM Static Pressure: 40 mm |  | Nos | 84721 | Varifiable
| 4500 CFM Static Pressure: 50 mm | 4500 CFM Static Pressure: 50 mm | 4500 CFM Static Pressure: 50 mm |  | Nos | 85652 | Varifiable
| 4500 CFM Static Pressure: 60 mm | 4500 CFM Static Pressure: 60 mm | 4500 CFM Static Pressure: 60 mm |  | Nos | 86583 | Varifiable
b | 2500 CFM | 2500 CFM | 2500 CFM
| 2500 CFM Static Pressure: 30 mm | 2500 CFM Static Pressure: 30 mm | 2500 CFM Static Pressure: 30 mm |  | Nos | 65550 | Varifiable
| 2500 CFM Static Pressure: 40 mm | 2500 CFM Static Pressure: 40 mm | 2500 CFM Static Pressure: 40 mm |  | Nos | 66500 | Varifiable
| 2500 CFM Static Pressure: 50 mm | 2500 CFM Static Pressure: 50 mm | 2500 CFM Static Pressure: 50 mm |  | Nos | 67925 | Varifiable
| 2500 CFM Static Pressure: 60 mm | 2500 CFM Static Pressure: 60 mm | 2500 CFM Static Pressure: 60 mm |  | Nos | 68400 | Varifiable
5.5 | Inline Toilet Exhaust Fan | Inline Toilet Exhaust Fan | Inline Toilet Exhaust Fan |  | Nos. |  | Varifiable
a | 100 CFM | 100 CFM | 100 CFM
| 100 CFM Static Pressure : 10 mm | 100 CFM Static Pressure : 10 mm | 100 CFM Static Pressure : 10 mm |  | Nos. | 8500 | Varifiable
| 100 CFM Static Pressure : 15 mm | 100 CFM Static Pressure : 15 mm | 100 CFM Static Pressure : 15 mm |  | Nos. | 8500 | Varifiable
b | 200 CFM | 200 CFM | 200 CFM
| 200 CFM Static Pressure : 10 mm | 200 CFM Static Pressure : 10 mm | 200 CFM Static Pressure : 10 mm |  | Nos. | 8500 | Varifiable
| 200 CFM Static Pressure : 15 mm | 200 CFM Static Pressure : 15 mm | 200 CFM Static Pressure : 15 mm |  | Nos. | 8800 | Varifiable
c | 300 CFM | 300 CFM | 300 CFM
| 300 CFM Static Pressure : 10 mm | 300 CFM Static Pressure : 10 mm | 300 CFM Static Pressure : 10 mm |  | Nos. | 10000 | Varifiable
| 300 CFM Static Pressure : 15 mm | 300 CFM Static Pressure : 15 mm | 300 CFM Static Pressure : 15 mm |  | Nos. | 11000 | Varifiable
6 | Wall Mounted Propellar type Toilet Exhaust Fan | Wall Mounted Propellar type Toilet Exhaust Fan | Wall Mounted Propellar type Toilet Exhaust Fan
| Supply of wall mounted Propeller type exhaust fan with necessary mounting arrangement & Providing cowl piece at termination. | Supply of wall mounted Propeller type exhaust fan with necessary mounting arrangement & Providing cowl piece at termination. | Supply of wall mounted Propeller type exhaust fan with necessary mounting arrangement & Providing cowl piece at termination.
a | 200 CFM | 200 CFM | 200 CFM |  | Nos.
| Static Pressure : 10 mm | Static Pressure : 10 mm | Static Pressure : 10 mm |  | Nos. |  | Varifiable
| Static Pressure : 15 mm | Static Pressure : 15 mm | Static Pressure : 15 mm |  | Nos. |  | Varifiable
7 | Ceiling Mounted Toilet Exhaust Fan ( PROPELLER TYPE FAN ) | Ceiling Mounted Toilet Exhaust Fan ( PROPELLER TYPE FAN ) | Ceiling Mounted Toilet Exhaust Fan ( PROPELLER TYPE FAN )
a | Supply of the following ceiling mounted exhaust fan with necessary mounting arrangement & Providing cowl piece at termination. | Supply of the following ceiling mounted exhaust fan with necessary mounting arrangement & Providing cowl piece at termination. | Supply of the following ceiling mounted exhaust fan with necessary mounting arrangement & Providing cowl piece at termination.
| 200 CFM | 200 CFM | 200 CFM
| Static Pressure : 10 mm | Static Pressure : 10 mm | Static Pressure : 10 mm |  | Nos. |  | Varifiable
| Static Pressure : 15 mm | Static Pressure : 15 mm | Static Pressure : 15 mm |  | Nos. |  | Varifiable
8 | Ceiling Suspended Air Handling Units With Starter Panel | Ceiling Suspended Air Handling Units With Starter Panel | Ceiling Suspended Air Handling Units With Starter Panel
Supply of double skin ceiling suspended air handling units complete with 25mm thick insulated panels, Forward curved DIDW Blower, cooling coil section with 6 Row CHW coil, filter section with filters, fan motor, drive set, mounting base damper etc.as per
a | Chilled water temperature entering 7 deg C & exit 12 deg C | Chilled water temperature entering 7 deg C & exit 12 deg C | Chilled water temperature entering 7 deg C & exit 12 deg C |  | Nos.
b | Fan Outlet Velocity should not exceed 1800 FPM | Fan Outlet Velocity should not exceed 1800 FPM | Fan Outlet Velocity should not exceed 1800 FPM |  | Nos.
c | Coil face velocity should not exceed 500 FPM | Coil face velocity should not exceed 500 FPM | Coil face velocity should not exceed 500 FPM |  | Nos.
d | Filter velocity should not exceed 400 FPM | Filter velocity should not exceed 400 FPM | Filter velocity should not exceed 400 FPM |  | Nos.
i | 5600 CFM, 14 TR | 5600 CFM, 14 TR | 5600 CFM, 14 TR |  | Nos. | 148500 | Varifiable
ii | 5200 CFM, 13 TR | 5200 CFM, 13 TR | 5200 CFM, 13 TR |  | Nos. | 141000 | Varifiable
iii | 5000 CFM, 12.5 TR | 5000 CFM, 12.5 TR | 5000 CFM, 12.5 TR |  | Nos. | 136500 | Varifiable
iv | 4500 CFM, 11 TR | 4500 CFM, 11 TR | 4500 CFM, 11 TR |  | Nos. | 109000 | Varifiable
v | 4000 CFM, 10 TR | 4000 CFM, 10 TR | 4000 CFM, 10 TR |  | Nos. | 100100 | Varifiable
vi | 3500 CFM, 8.5 TR | 3500 CFM, 8.5 TR | 3500 CFM, 8.5 TR |  | Nos. | 89100 | Varifiable
vii | 2800 CFM, 7.0 TR | 2800 CFM, 7.0 TR | 2800 CFM, 7.0 TR |  | Nos. | 74250 | Varifiable
viii | 2000 CFM, 5.0 TR | 2000 CFM, 5.0 TR | 2000 CFM, 5.0 TR |  | Nos. | 55200 | Varifiable
9 | Starter Panel
Supply of Direct online starters suitable for motors of Air handling units of below mentioned capacities (KW/HP).The starter shall comprise of all necessary power and control equipments including, Auto/manual selector switch, start/stop push button, LED i
i | 0.75KW(1HP) | 0.75KW(1HP) | 0.75KW(1HP) |  | Nos. | 5000 | Varifiable
ii | 1.12KW (1.5HP) | 1.12KW (1.5HP) | 1.12KW (1.5HP) |  | Nos. | 6000 | Varifiable
iii | 1.49KW (2HP) | 1.49KW (2HP) | 1.49KW (2HP) |  | Nos. | 11000 | Varifiable
iv | 2.24KW (3HP) | 2.24KW (3HP) | 2.24KW (3HP) |  | Nos. | 12500 | Varifiable
v | 2.98KW (4HP) | 2.98KW (4HP) | 2.98KW (4HP) |  | Nos. | 12500 | Varifiable
vi | 3.73KW (5HP) | 3.73KW (5HP) | 3.73KW (5HP) |  | Nos. | 12500 | Varifiable
vii | 4.48KW (6HP) | 4.48KW (6HP) | 4.48KW (6HP) |  | Nos. | 12500 | Varifiable
viii | 5.6KW (7.5HP) | 5.6KW (7.5HP) | 5.6KW (7.5HP) |  | Nos. | 18000 | Varifiable
ix | 7.46KW (10HP) | 7.46KW (10HP) | 7.46KW (10HP) |  | Nos. | 18000 | Varifiable
10 | Chilled Water pipe | Chilled Water pipe | Chilled Water pipe
Supply of chilled water pipes in MS class C with necessary clamps, vibration isolator and fittings such as bends, tees etc. but excluding valves, strainers, gauges etc. Adequately supported on rigid supports duly painted as per specification and as requi
a | 80 mm dia. | 80 mm dia. | 80 mm dia. |  | Nos. | 1050 | Varifiable
b | 65 mm dia. | 65 mm dia. | 65 mm dia. |  | Nos. | 950 | Varifiable
c | 50 mm dia. | 50 mm dia. | 50 mm dia. |  | Nos. | 762 | Varifiable
d | 40 mm dia. | 40 mm dia. | 40 mm dia. |  | Nos. | 645 | Varifiable
e | 32 mm dia. | 32 mm dia. | 32 mm dia. |  | Nos. | 590 | Varifiable
f | 25 mm dia. | 25 mm dia. | 25 mm dia. |  | Nos. | 510 | Varifiable
11 | Chilled Water pipe Insulation | Chilled Water pipe Insulation | Chilled Water pipe Insulation
Supply of Providing and fixing insulation by applying adhesive as per specifications and drawings.
a | 80 mm dia. | 80 mm dia. | 80 mm dia. |  | Nos. | 520 | Varifiable
b | 65 mm dia. | 65 mm dia. | 65 mm dia. |  | Nos. | 490 | Varifiable
c | 50 mm dia. | 50 mm dia. | 50 mm dia. |  | Nos. | 450 | Varifiable
d | 40 mm dia. | 40 mm dia. | 40 mm dia. |  | Nos. | 430 | Varifiable
e | 32 mm dia. | 32 mm dia. | 32 mm dia. |  | Nos. | 410 | Varifiable
f | 25 mm dia. | 25 mm dia. | 25 mm dia. |  | Nos. | 375 | Varifiable
12 | Butter Fly Valve | Butter Fly Valve | Butter Fly Valve
Supply of following sizes of Butterfly valve with lug type construction, bolts, supports etc. The valves should be insulated by making 24 G aluminium sheet box and filling loose TF thermocole applied as per specifications. Valves should be suitable fo
a | 80 mm dia. | 80 mm dia. | 80 mm dia. |  | Nos. | 4250 | Varifiable
b | 65 mm dia. | 65 mm dia. | 65 mm dia. |  | Nos. | 2700 | Varifiable
c | 50 mm dia. | 50 mm dia. | 50 mm dia. |  | Nos. | 2600 | Varifiable
d | 40 mm dia. | 40 mm dia. | 40 mm dia. |  | Nos. | 2250 | Varifiable
e | 32 mm dia. | 32 mm dia. | 32 mm dia. |  | Nos. | 2150 | Varifiable
f | 25 mm dia. | 25 mm dia. | 25 mm dia. |  | Nos. | 1600 | Varifiable
13 | Ball Valve | Ball Valve | Ball Valve
Supply of following sizes of Ball valve with lug type construction, bolts, supports etc. The valves should be insulated by making 24 G aluminium sheet box and filling loose TF thermocole applied as per specifications. Valves should be suitable for 10K
a | 80 mm dia. | 80 mm dia. | 80 mm dia. |  | Nos. | 5200 | Varifiable
b | 65 mm dia. | 65 mm dia. | 65 mm dia. |  | Nos. | 4500 | Varifiable
c | 50 mm dia. | 50 mm dia. | 50 mm dia. |  | Nos. | 4100 | Varifiable
d | 40 mm dia. | 40 mm dia. | 40 mm dia. |  | Nos. | 3000 | Varifiable
e | 32 mm dia. | 32 mm dia. | 32 mm dia. |  | Nos. | 2250 | Varifiable
f | 25 mm dia. | 25 mm dia. | 25 mm dia. |  | Nos. | 1900 | Varifiable
14 | Balancing Valve | Balancing Valve | Balancing Valve
Supply of following sizes of balancing valve with matching flanges, bolts, supports etc. The valves should be insulated by making 24 G aluminium sheet box and filling loose TF thermocole applied as per specifications. (Make : Tour & Anderson )
a | 80 mm dia. | 80 mm dia. | 80 mm dia. |  | Nos. | 10700 | Varifiable
b | 65 mm dia. | 65 mm dia. | 65 mm dia. |  | Nos. | 9600 | Varifiable
c | 50 mm dia. | 50 mm dia. | 50 mm dia. |  | Nos. | 7400 | Varifiable
d | 40 mm dia. | 40 mm dia. | 40 mm dia. |  | Nos. | 6300 | Varifiable
e | 32 mm dia. | 32 mm dia. | 32 mm dia. |  | Nos. | 5200 | Varifiable
f | 25 mm dia. | 25 mm dia. | 25 mm dia. |  | Nos. | 4100 | Varifiable
15 | Two Way valve OR Three Way Valve | Two Way valve OR Three Way Valve | Two Way valve OR Three Way Valve
Supply of following sizes of Two way Valve with matching flanges, bolts, supports etc. The valves should be insulated by making 24 G aluminium sheet box and filling loose TF thermocole applied as per specifications. ( Make: Honeywell,Belimo, Anergy,Rapid
a | 80 mm dia. | 80 mm dia. | 80 mm dia. |  | Nos. | 14500 | Varifiable
b | 65 mm dia. | 65 mm dia. | 65 mm dia. |  | Nos. | 20500 | Varifiable
c | 50 mm dia. | 50 mm dia. | 50 mm dia. |  | Nos. | 15000 | Varifiable
d | 40 mm dia. | 40 mm dia. | 40 mm dia. |  | Nos. | 12000 | Varifiable
e | 32 mm dia. | 32 mm dia. | 32 mm dia. |  | Nos. | 10500 | Varifiable
f | 25 mm dia. | 25 mm dia. | 25 mm dia. |  | Nos. | 8500 | Varifiable
16 | Y' Stainer | Y' Stainer | Y' Stainer
Supply of following sizes of 'Y' Stainer with matching flanges, bolts, supports etc. The valves should be insulated by making 24 G aluminium sheet box and filling loose TF thermocole applied as per specifications.
a | 80 mm dia. | 80 mm dia. | 80 mm dia. |  | Nos. | 5100 | Varifiable
b | 65 mm dia. | 65 mm dia. | 65 mm dia. |  | Nos. | 4700 | Varifiable
c | 50 mm dia. | 50 mm dia. | 50 mm dia. |  | Nos. | 4100 | Varifiable
d | 40 mm dia. | 40 mm dia. | 40 mm dia. |  | Nos. | 3500 | Varifiable
e | 32 mm dia. | 32 mm dia. | 32 mm dia. |  | Nos. | 3000 | Varifiable
f | 25 mm dia. | 25 mm dia. | 25 mm dia. |  | Nos. | 2900 | Varifiable
17 | Auto Air vent valve | Auto Air vent valve | Auto Air vent valve
Supply of following sizes of Auto Air Vent Valve
a | 3/4" Ball valves for vent / Purge in each risers & common headers | 3/4" Ball valves for vent / Purge in each risers & common headers | 3/4" Ball valves for vent / Purge in each risers & common headers |  | Nos. | 1650 | Varifiable
18 | Pressure Guage/Thermometer | Pressure Guage/Thermometer | Pressure Guage/Thermometer
Supply of following guages as per drawing
a | Pressure gauge with gauge cock, thermowell | Pressure gauge with gauge cock, thermowell | Pressure gauge with gauge cock, thermowell |  | Nos. | 700 | Varifiable
b | Thermometers (Mercury filled V form type) | Thermometers (Mercury filled V form type) | Thermometers (Mercury filled V form type) |  | Nos. | 700 | Varifiable
19 | Drain Valves | Drain Valves | Drain Valves
Supply of following drain valve as follows
a | 25mm dia | 25mm dia | 25mm dia |  | Nos. | 800 | Varifiable
b | 40mm dia | 40mm dia | 40mm dia |  | Nos. | 1400 | Varifiable
20 | Suplpy of following Control Valves in brass - 32mm dia | Suplpy of following Control Valves in brass - 32mm dia | Suplpy of following Control Valves in brass - 32mm dia |  | Nos. | 2700 | Varifiable
21 | Ceiling suspended FCU (Fan Coil Unit) - CHW Type
Supply of ceiling suspended FCU (Fan Coil Unit) complete with GI powder coated body , Centrifugal forward curved blade, cooling coil section with 3 Row CHW coil, filter section with filters, fan motor, drive set , etc.as per specifications and drawings.
a | Chilled water temperature entering 7 deg C & exit 12 deg C | Chilled water temperature entering 7 deg C & exit 12 deg C | Chilled water temperature entering 7 deg C & exit 12 deg C
b | Coil face velocity should not exceed 500 FPM | Coil face velocity should not exceed 500 FPM | Coil face velocity should not exceed 500 FPM
c | Filter velocity should not exceed 400 FPM | Filter velocity should not exceed 400 FPM | Filter velocity should not exceed 400 FPM
a | External Static Pressure: 10 mm | External Static Pressure: 10 mm | External Static Pressure: 10 mm
i | 786 CFM, 2.16 TR | 786 CFM, 2.16 TR | 786 CFM, 2.16 TR |  | Nos. | 32000 | Varifiable
ii | 1265 CFM, 3.1 TR | 1265 CFM, 3.1 TR | 1265 CFM, 3.1 TR |  | Nos. | 36000 | Varifiable
22 | Fan Coil Unit Valve Station | Fan Coil Unit Valve Station | Fan Coil Unit Valve Station
| Supply of following valve station for fan coil Unit . It shall include following Item: 1. Ball Valve. 2. Y-Strainer. 3. PICV Valve. 4. Temperature gauge. 5. Pressure gauge. 6. Drain Valve. 7. Necessary Insulated copper Pipe connection | Supply of following valve station for fan coil Unit . It shall include following Item: 1. Ball Valve. 2. Y-Strainer. 3. PICV Valve. 4. Temperature gauge. 5. Pressure gauge. 6. Drain Valve. 7. Necessary Insulated copper Pipe connection | Supply of following valve station for fan coil Unit . It shall include following Item: 1. Ball Valve. 2. Y-Strainer. 3. PICV Valve. 4. Temperature gauge. 5. Pressure gauge. 6. Drain Valve. 7. Necessary Insulated copper Pipe connection
i | 32 mm dia. | 32 mm dia. | 32 mm dia. |  | Nos. | 11000 | Varifiable
ii | 25 mm dia. | 25 mm dia. | 25 mm dia. |  | Nos. | 9000 | Varifiable
iii | 20 mm dia. | 20 mm dia. | 20 mm dia. |  | Nos. | 7000 | Varifiable
23 | FLOOR MOUNTED Air Handling Unit - DX Type | FLOOR MOUNTED Air Handling Unit - DX Type | FLOOR MOUNTED Air Handling Unit - DX Type
Supply of double skin ceiling suspended air handling units complete with 45mm thick insulated panels, forward curved DIDW Blower, cooling coil section with 6 Row DX coil, filter section with filters, fan motor, drive set, mounting base damper etc.as per s
a | 6300 CFM, 31 TR ( ODU - 8.5TR x 3 Nos + 5.5TR x 1 Nos) | 6300 CFM, 31 TR ( ODU - 8.5TR x 3 Nos + 5.5TR x 1 Nos) | 6300 CFM, 31 TR ( ODU - 8.5TR x 3 Nos + 5.5TR x 1 Nos)
| Total Static Pressure: 50 mm | Total Static Pressure: 50 mm | Total Static Pressure: 50 mm |  | Nos. | 193500 | Varifiable
| Total Static Pressure: 40 mm | Total Static Pressure: 40 mm | Total Static Pressure: 40 mm |  | Nos. | 190800 | Varifiable
b | 6300 CFM, 28 TR ( ODU - 8.5TR x 2 Nos + 5.5TR x 2 Nos) | 6300 CFM, 28 TR ( ODU - 8.5TR x 2 Nos + 5.5TR x 2 Nos) | 6300 CFM, 28 TR ( ODU - 8.5TR x 2 Nos + 5.5TR x 2 Nos)
| Total Static Pressure: 50 mm | Total Static Pressure: 50 mm | Total Static Pressure: 50 mm |  | Nos. | 193500 | Varifiable
| Total Static Pressure: 40 mm | Total Static Pressure: 40 mm | Total Static Pressure: 40 mm |  | Nos. | 190800 | Varifiable
c | 6300 CFM, 25 TR ( ODU - 8.5TR x 1 Nos + 5.5TR x 3 Nos) | 6300 CFM, 25 TR ( ODU - 8.5TR x 1 Nos + 5.5TR x 3 Nos) | 6300 CFM, 25 TR ( ODU - 8.5TR x 1 Nos + 5.5TR x 3 Nos)
| Total Static Pressure: 50 mm | Total Static Pressure: 50 mm | Total Static Pressure: 50 mm |  | Nos. | 193500 | Varifiable
| Total Static Pressure: 40 mm | Total Static Pressure: 40 mm | Total Static Pressure: 40 mm |  | Nos. | 190800 | Varifiable
24 | Sequencing and starter panel | Sequencing and starter panel | Sequencing and starter panel
| Supply of Sequencing panel with all MCB’s controller, contactor and relay along with the starter panel inbuilt within the single panel controlling with the controller for the sequencing of multiple outdoors based on the temperature sensors. It should be s |  |  |  | Nos. | 97200 | Varifiable
| 3.7 KW DOL AHU with 2 X 8.5 TR & 2 x 5.5 TR ODU MCB Power System IP55 OutdoorType Wall Mounted3.7 KW DOL AHU with 2 X 8.5 TR & 2 x 5.5 TR ODU MCB Power System IP55 OutdoorType Wall Mounted | 3.7 KW DOL AHU with 2 X 8.5 TR & 2 x 5.5 TR ODU MCB Power System IP55 OutdoorType Wall Mounted3.7 KW DOL AHU with 2 X 8.5 TR & 2 x 5.5 TR ODU MCB Power System IP55 OutdoorType Wall Mounted | 3.7 KW DOL AHU with 2 X 8.5 TR & 2 x 5.5 TR ODU MCB Power System IP55 OutdoorType Wall Mounted3.7 KW DOL AHU with 2 X 8.5 TR & 2 x 5.5 TR ODU MCB Power System IP55 OutdoorType Wall Mounted
| Description | Description | Description
| 125A TP 25 kA MCCB + ROM Main Incomer - Schneider Make - 1 No. | 125A TP 25 kA MCCB + ROM Main Incomer - Schneider Make - 1 No. | 125A TP 25 kA MCCB + ROM Main Incomer - Schneider Make - 1 No.
| VAF Digital Meter - Schneider Make - Set | VAF Digital Meter - Schneider Make - Set | VAF Digital Meter - Schneider Make - Set
| VMR uv/ov/spp/rp - Selac Make - 1 No. | VMR uv/ov/spp/rp - Selac Make - 1 No. | VMR uv/ov/spp/rp - Selac Make - 1 No.
| 125/5A Current Transformer - N R G Make - 3 Nos. | 125/5A Current Transformer - N R G Make - 3 Nos. | 125/5A Current Transformer - N R G Make - 3 Nos.
| 6 A Control SPMCB - Schneider Make - 3 Nos. | 6 A Control SPMCB - Schneider Make - 3 Nos. | 6 A Control SPMCB - Schneider Make - 3 Nos.
| AHU | AHU | AHU
| 16 A 10 kA TP MCB for 3.7 KW AHU - Schneider Make - 1 No. | 16 A 10 kA TP MCB for 3.7 KW AHU - Schneider Make - 1 No. | 16 A 10 kA TP MCB for 3.7 KW AHU - Schneider Make - 1 No.
| Contactor 18A TP - Schneider Make - 6 Nos. | Contactor 18A TP - Schneider Make - 6 Nos. | Contactor 18A TP - Schneider Make - 6 Nos.
| Over load relay 7 - 10 A O/L + SPP - Schneider Make - 1 No. | Over load relay 7 - 10 A O/L + SPP - Schneider Make - 1 No. | Over load relay 7 - 10 A O/L + SPP - Schneider Make - 1 No.
| 2 X 8.5 TR ODU | 2 X 8.5 TR ODU | 2 X 8.5 TR ODU
| 32 A TP MCB - Schneider Make - 2 Nos | 32 A TP MCB - Schneider Make - 2 Nos | 32 A TP MCB - Schneider Make - 2 Nos
| Contactor 32A TP - Schneider Make - 2 Nos | Contactor 32A TP - Schneider Make - 2 Nos | Contactor 32A TP - Schneider Make - 2 Nos
| Over load relay 14 - 23 A O/L + SPP - Schneider Make - 2 Nos | Over load relay 14 - 23 A O/L + SPP - Schneider Make - 2 Nos | Over load relay 14 - 23 A O/L + SPP - Schneider Make - 2 Nos
| 2 x 5.5 TR ODU | 2 x 5.5 TR ODU | 2 x 5.5 TR ODU
| 25 A TP MCB - Schneider Make - 2 Nos | 25 A TP MCB - Schneider Make - 2 Nos | 25 A TP MCB - Schneider Make - 2 Nos
| Contactor 25A TP - Schneider Make - 2 Nos | Contactor 25A TP - Schneider Make - 2 Nos | Contactor 25A TP - Schneider Make - 2 Nos
| Over load relay 9 - 13 A O/L + SPP - Schneider Make - 2 Nos | Over load relay 9 - 13 A O/L + SPP - Schneider Make - 2 Nos | Over load relay 9 - 13 A O/L + SPP - Schneider Make - 2 Nos
| Emrgancy Stop Lockble - Teknic Make - 1 No. | Emrgancy Stop Lockble - Teknic Make - 1 No. | Emrgancy Stop Lockble - Teknic Make - 1 No.
| Auto/Manual S/S - KeeCee Make - 1 No. | Auto/Manual S/S - KeeCee Make - 1 No. | Auto/Manual S/S - KeeCee Make - 1 No.
| Start/Stop Push Button - Teknic Make - 8 Nos. | Start/Stop Push Button - Teknic Make - 8 Nos. | Start/Stop Push Button - Teknic Make - 8 Nos.
| ON/OFF/TRIP Indicating lamp Led - Teknic Make - 12 Nos. | ON/OFF/TRIP Indicating lamp Led - Teknic Make - 12 Nos. | ON/OFF/TRIP Indicating lamp Led - Teknic Make - 12 Nos.
| 4 DO PLC with LP HP - Selec Make - 1 Set | 4 DO PLC with LP HP - Selec Make - 1 Set | 4 DO PLC with LP HP - Selec Make - 1 Set
| 4 Way Card Relay - Savison Make - 1 No. | 4 Way Card Relay - Savison Make - 1 No. | 4 Way Card Relay - Savison Make - 1 No.
| 230/24VDC SMPS - Savison Make - 1 No. | 230/24VDC SMPS - Savison Make - 1 No. | 230/24VDC SMPS - Savison Make - 1 No.
| Temperature Sensor - SansAir Make - 1 No. | Temperature Sensor - SansAir Make - 1 No. | Temperature Sensor - SansAir Make - 1 No.
| 4" Fan & Filter - 1 No. | 4" Fan & Filter - 1 No. | 4" Fan & Filter - 1 No.
| Remote Station ( Start/Stop/On) - S G - 1 No. | Remote Station ( Start/Stop/On) - S G - 1 No. | Remote Station ( Start/Stop/On) - S G - 1 No.
25 | Air Cooled Condensing Unit - DX Type | Air Cooled Condensing Unit - DX Type | Air Cooled Condensing Unit - DX Type
Supply of condensing unit. The unit shall comprise of scroll / Rotary Compressor, Air cooled condenser & Condenser fan. Compressors shall be cut-off automatically under part load conditions. The units shall have microprocessor controls.
a | 17.0TR Condenser unit | 17.0TR Condenser unit | 17.0TR Condenser unit |  | Nos. | 153000 | Varifiable
b | 11.0TR Condenser unit | 11.0TR Condenser unit | 11.0TR Condenser unit |  | Nos. | 92700 | Varifiable
c | 8.5TR Condenser unit | 8.5TR Condenser unit | 8.5TR Condenser unit |  | Nos. | 72900 | Varifiable
d | 5.5TR Condenser unit | 5.5TR Condenser unit | 5.5TR Condenser unit |  | Nos. | 54900 | Varifiable

## KFC SS EQUIP Final (2) (hidden)
KFC- SS Fabricated Equipments Pan India
Sr No | Equipment Description / Long Description | Item Description | Nos | Rates FY 22-23 | Qty | Amount | REMARK
1 | Toaster Table O/s 750 x 900 x 800 + 100 mm,without hot surface on top front and slide under to keep the bun trays | TOASTER TABLE O/S 750 X 900 X 800+100MM | Nos | 16071 | 0 | 0
1a | Toaster Table O/s 450 x 900 x 800 + 100 mm,without hot surface on top front and slide under to keep the bun trays | TOASTER TABLE O/S 450 X 900 X 800+300MM | Nos | 16071 | 0 | 0
2 | Bun Basket / Bun Trolley 640 X700 X 1600 (For Bun crate size 550 X655 X 104 MM) to keep the 10 Bun crates | Bun Trolley with crates 640X700X1600mm | Nos | 14841 | 0 | 0
2a | Bun Basket / Bun Trolley 640 X700 X 1600 (withot Bun crates) - only for North region Rest of Delhi | Bun Trolley without crates 640X700X1600m | Nos | 21534 | 0 | 0
3 | Tables to keep the HLZ/ HCW8/ HCW5 i cavity to slide in Drawer warmer in RHS with U/S on other side to keep the condiments/trays | Tables to keep the HLZ/ HCW8/ HCW5 i cavity to slide in Drawer warmer in RHS with U/S on other side to keep the condiments/trays |  | 0 | 0 | 0
3a | HLZ Table 1220 x 990 x 800 (4'-2"x 3'-3"x 2'-6") | HLZ TABLE 1220 X 990 X 800 MM | Nos | 27543 | 0 | 0
3b | Top Shelf For HLZ | TOP SHELF FOR HLZ 1220 X 630 X 600+50 MM | Nos | 3881 | 0 | 0
3c | HCW-8 Table | HCW-8 TABLE | Nos | 65176 | 0 | 0
3d | HCW -5 Table | HCW-5 TABLE | Nos | 40825 | 0 | 0
4 | BURGER CHUTE TABLE (PACK TABLE) - PT-3 with cavity to install Hot Hold Drawer with back side SS box with adjustable middle shelf 850 X 1325 X 800 - for Burger chute | PACK TABLE-PT-3 SIZE 865 X 1346 X 800 MM | Nos | 25329 | 0 | 0
5 | Griller Table (Size 1'-2" x 3'-0") - 375 x 900x 800+150mm | GRILLER TABLE 375X 900 X 800+150 MM | Nos | 11644 | 0 | 0
6 | Exhaust Hood (with Fresh-air duct), large hood (Non Veg Area) size : as per site (2 pcs with 4 nos. filters, fresh air grill, 4 nos. covered lights & Oil dip tray , 2 nos. Bonpet jali holder with mesh) - Size 10'-10" RFT | EXHAUST HOOD WITH FRESH-AIR DUCT 10.10FT | Nos | 54338 | 0 | 0
6a |  | 6 '' HIGH OF FRONT NON STANDARD NON VEG HOOD | Nos
6b |  | 8 '' HIGH OF FRONT NON STANDARD NON VEG HOOD | Nos
6c |  | 10'' HIGH OF FRONT NON STANDARD NON VEG HOOD | Nos
7 | Exhaust Hood (with Fresh-air duct), large hood (Non Veg Area) size : as per site (2 pcs with 4 nos. filters, fresh air grill, 4 nos, covered lights & Oil dip tray, 2 nos. Bonpet jali holder with mesh) - Size 13'-9" RFT | EXHAUST HOOD WITH FRESH-AIR DUCT 13.9FT | Nos | 69288 | 0 | 0
8 | Exhaust Hood (with Fresh-air duct), large hood (Non Veg Area) size : as per site (2 pcs with 4 nos. filters, fresh air grill, 4 nos. covered lights & Oil dip tray, 2 nos. Bonpet jali holder with mesh) - Size 12’5” RFT | EXHAUST HOOD WITH FRESH-AIR DUCT 12.5 FT | Nos | 64601 | 0 | 0
9 | Low Height Proximity Hood for Veg. Section dimension : With 2 filter and Oil Dip Tray , 1 nos. Bonpet jali holder with mesh (Dimension to vary site to site) | Low Height Proximity Hood for Veg. Section dimension : With 2 filter and Oil Dip Tray , 1 nos. Bonpet jali holder with mesh (Dimension to vary site to site)
9a | 14 T (450 x 900 x 1550) 1 VAT | Low Height Proximity Hood 14T 500x1000 | Nos | 15180 | 0 | 0
9b | 14TR (950 X 900 X 1550) 2 VAT | Low Height Proximity Hood 14TR 950x1000 | Nos | 27543 | 0 | 0
9c | 14 TTR (1350 x 900 x 1550) 3 VAT | LowHeight ProximityHood 14TTR 1350x1000 | Nos | 35449 | 0 | 0
10 | Rack Table with bottom shelf and 150mm back splash, O/S- 625 x 975 x 865 +150 mm (one holder under the table top (at front legs) for keeping Tongs, Brushes etc) | Rack Table size 625 x 975x 865+150 mm | Nos | 8309 | 0 | 0
11 | Wall Shelf -SS Sheet over Single Breading Table, O/s: 1100 x 300 mm | WallShelf-SS Breading table 1100 x 300mm | Nos | 2559 | 0 | 0
11a | Wall Shelf -SS Sheet over Dual Breading Table, O/s: 1800 x 300 mm | WallShelf-SS Dual Breadingtable 1800x300 | Nos | 3591 | 0 | 0
12 | BT Sink, One sink of size 450 x 525 x 300, backspalsh,deck mounted faucets, drain valve provided (Marking for 20Lit & 40Lit), O/s -With Landing space | BT Sink with landing space 825x600x800mm | Nos | 11098 | 0 | 0
13 | Wall Shelf - SS Sheet over B.T.Sink 850x 300 (Size 2'-10"x 1'-0") | WallShelf-SS B.T.Sink size 850 x300mm | Nos | 2559 | 0 | 0
14 | Hand Wash Sink (Wall Mounted) with Goose neck tap(Jaguar) O/s 450 x 525 x 350 mm ,provided with swan type faucets, sink will fixed with nut & bolts with the frame no welding - with 3/4" flaps on both sides | HAND WASH SINK WALL MOUNTED 450X525X350 | Nos | 9804 | 0 | 0
15 | Dirty Dish Landing Table 530 x 660 x 1775 (865+975mm), garbage chute, with 3 Upper pipe shelves to keep the clean plates and trays | Dirty Dish Landing Table 530x660x1775 | Nos | 14950 | 0 | 0
16 | 3 Compartment Bowl Sink , with 2 sinks of size 450 x 525 x 300 on both side & centre sink Size is 625 X 500 X 525, backspalsh,deck mounted faucets, PARKO, drain valve provided (Marking for 20Lit & 40Lit) O/s 1675 x 700 x 800 + 300 mmCenter sink should be having 8"& 6" holes for faucet. sink will fixed with nut & bolts with the frame no welding | 3 Compartment Bowl Sink 450x525x300 mm | Nos | 31021 | 0 | 0
17 | Wall Shelf -Pipe over 3 Bowl Sink, O/s - 1600 x 300 | WallShelf-Pipe over 3Bowl Sink 1600x300m | Nos | 4439 | 0 | 0
18 | Chicken Stand with Drip Tray single O/s 450x650x150 mm - Standard Quantity = SHOULD BE EQUAL TO NUMBER OF THAWING RACK. [model PT- 10 F] | ChickenStand DripTray single 450x650x150 | Nos | 3680 | 0 | 0
19 | Thawing Chicken Rack (New Design) with SS 4" wheels and drip tray, O/s : 600x 400 x 2010 mm | THAWING CHICKEN RACK 600 X 400 X 2010MM | Nos | 19935 | 0 | 0
20 | Scanner Box (to be installed under 3 Bowl Sink) 750x 450 x 380 (2'-6" x 1'-6'x 1'-3") | SCANNER BOX | Nos | 4439 | 0 | 0
21 | Combi Oven Stand (New design Combi Oven Stand) - 700x 600 x 930 with Top plain sheet | COMBI OVEN STAND NEW DESIGN 700X600X930 | Nos | 21678 | 0 | 0
22 | Soaking Tub ( for washing of grill racks and trays) 495x390x698 mm. Customized design to accommodate 10 grill racks for washing. Equipped with drain valve, special rack inside and SS wheels.( without Lid) - Standard Quantity = 1 no. | SOAKING TUB SIZE 495 X 390 X 698MM | Nos | 10925 | 0 | 0
23 | Bonpet Jali (Ceiling Mounted - Non Veg Hood) - Standard Qty - 2 nos. included with Hood | BONPET JALI | Nos | #VALUE! | 0
24 | Bonpet Jali (Veg. Hood Mounted) - Standard Quantity = 1 no. Included with Hood | BONPET JALI | Nos | #VALUE! | 0
25 | Wall Shelf -SS Sheet for Veg Prep Table-1 O/s: 900 x 300 mm | WALL SHELF FOR VEG PREP TABLE 900X300 MM | Nos | 1840 | 0 | 0
26 | Wall Shelf -SS Sheet for Veg Prep Table-1 O/s: 1200 x 300 mm - Optional | WALL SHELF FOR VEG PREP TABLE 1500X300MM | Nos | 2444 | 0 | 0
27 | Drink Tower Station - 1 (for Cobra Towers) O/s 600x600x800 mm, With Accessories (1) 1 Ice bin puff insulated, (2) drain water manifold, (3) Fixed with 3 cup adjustable dispensers (Franke), (4) SS chase (100x100) height 6' . | DRINK TOWER STATION 600X600X800+1800 MM | Nos | 27543 | 0 | 0
27a | Counter top Drink Tower Station - Ice bin with cup holder of 8 kg capacity - 355 x 610 x 812mm / Ice bin | Counter Top Drink Tower St 355x610x812mm | Nos | 25846 | 0 | 0
28 | PACK TABLE - in front of the holding cabinets with adjustable shelfs 1275 X 325 X 800 (No Covering from 3 sides) & holder for tongs on top front | PACK TABLE 1275 X 325 X 800MM | Nos | 18285 | 0 | 0
29 | Delivery Pack Table 600 x 900 x 1050+650mm with 4 drawer and 1 keyboard (NEW DESIGN) | Delivery Pack Table 600x900x1050+650mmNE | Nos | 17193 | 0 | 0
30 | Microwave Shelf - 550 x 425 (1'-10" L x 1'-5" D) | MICROWAVE SHELF SIZE 550 X 425MM | Nos | 2185 | 0 | 0
31 | SMALL PHT - Platform handtruck 600 x900 x 864mm (Goods Trolley - SMALL) - Standard Quantity = 1no. | PHT-PLATFORM HANDTRUCK 600X900X864 MM | Nos | 6095 | 0 | 0
31a | BIG PHT - Platform handtruck 900 x 1500 x 1015 mm with 8" dia wheels (Goods Trolley - BIG) - AS PER OP'S REQUIREMENT | PHT-PLATFORM HANDTRUCK 900X1500X1015MM | Nos | 12938 | 0 | 0
32 | Mop Sink - 375 X 600 X 450 MM | MOP SINK - 375 X 600 X 550 MM | Nos | 9804 | 0 | 0
33 | Breading Table Rack - Size (370 x 480 x 400 mm) | BREADING TABLE RACK 370 X 480 X 400MM | Nos | 3163 | 0 | 0
34 | Delivery Bag rack - 900 x450 x 1900 (Helmet Rack) | DELIVERY BAG RACK-900X450X1900MM HELMET | Nos | 14950 | 0 | 0
35 | Printer Shelf - 305x 225 | PRINTER SHELF | Nos | 1495 | 0 | 0
36 | MPNC Shelf - 455 x 300 | MPNC SHELF | Nos | 1167 | 0 | 0
37 | Weighing Scale Shelf - 405 x 405 | WEIGHING SCALE SHELF | Nos | 1495 | 0 | 0
38 | Helmet Stand With 8 mm Rods /J-hook - Optional | HELMET STAND WITH 8 MM RODS /JHOOK | Nos | 2053 | 0 | 0
39 | Brush Hanger - Standard Quantity = 1no. | BRUSH HANGER | Nos | 2382 | 0 | 0
40 | KOT Ticket Rail - Standard Quantity = 1no. | TICKET RAIL | Nos | 742 | 0 | 0
41 | Marination Rack (825 x 525 x 1575) with 6 nos. of shelves (only for North region - Standard quantity 2 nos.) | MARINATION RACK 825X 525 X 1575 MM | Nos | 19383 | 0 | 0
| EXTRA ITEMS (ONLY FOR MASTER SHEET) | EXTRA ITEMS | Nos |  |  | 0
42 | BT SINK - Without Landing 600 x 600 x 800 + 300 mm | BT SINK-WITHOUT LANDING 600X600X800+300 | Nos | 12133 | 0 | 0
43 | Oven Cart for half bun pan movement (417x555x1200 mm) with 8 channels to accommodate 8 trays. Sides and top is covers. SS 3" wheels with brakes (Combi Trolley) | Oven Cart for bunpan movent 417x555x1200 | Nos | 13352 | 0 | 0
44 | Wall Shelf -SS Sheet for Veg Prep Table-1 O/s: 1500 x 300 mm - Optional | WALL SHELF FOR VEG PREP TABLE 1500X300MM | Nos | 2771 | 0 | 0
45 | Delivery Pack Table 600 x 900 x 800+1500mm with 2 drawer - Old design & model | Delivery Pack Table 600x900x800+1500old | Nos | 16129 | 0 | 0
46 | SS partition of 3/4" thickness (to be fabricated as per SS partition drawing) - Rate/ Sqft | SS PARTITION OF 3/4" THICKNESS | Nos | 805 | 0 | 0
47 | Veg Prep Table With 1 U/S - 1500 x 700 x 850 + 150 Ht- Optional | VegPrep Table & 1 U/S-1500x700x850+150mm | Nos | 18774 | 0 | 0
48 | Combi Oven Stand universal - Old design 850 x 630 x 790 | Combi Oven Stand-Old design 850x630x790 | Nos | 21534 | 0 | 0
49 | CO2 Cylinder bracket 400 x 200 x 225 mm | CO2 CYLINDER BRACKET 400 X 200 X 225MM | Nos | 1380 | 0 | 0
50 |  | 2'-0" x 2'-0" SS TABLE | Nos | 0 | 0 | 0
51 |  | 2'-0" x 1'-6" SS TABLE | Nos | 0 | 0 | 0
52 |  | ANSUL WOOD | Nos
|  | Subtotal |  |  |  | 0
|  | GST @ 18% |  | 18% |  | 0
|  | Transport Extra on actual |  |  |  | 0
|  | GST @ 18% on Transport |  | 18% |  | 0
|  | Grand Total |  |  |  | 0

## MISC. ITEMS (3) (hidden)
KFC- RACKS, LOCKERS & OTHER MISC. ITEM INVENTORY
STORE NAME
TENTATIVE GB DATE
INDENT ORDER DATE
TENTATIVE DELIVERY DATE
Sr No | Invoice Description | Long Description | DIMENSION (L X W X HT.) | HSN Code | UOM | Rate FY 22-23 | QTY | Amount | GST 18% | Total Amount With GST | Remark
1 | Cambro racks for cold Rooms 3 ft | Coldroom Storage Racks -3 Feet x 6 Feet Ht. (NILKAMAL CAMBRO MAKE) | 900X600X1800MM | 9403 | Set | 15150 | 0 | 0 | 0 | 0
1a | POST B SHILVING 24X72-MODEL CBPK2472480 | POST B SHILVING 24X72-MODEL CBPK2472480 |  |  |  | 2288 | 0
1b | SELF B SHELVING24X36-MODEL CBSK2436V1580 | SELF B SHELVING24X36-MODEL CBSK2436V1580 |  |  |  | 2265 | 0
2 | Cambro racks for cold Rooms 4 ft | Coldroom Storage Racks - 4 Feet x 6 Feet ht. (NILKAMAL CAMBRO MAKE) | 1200X600X1800MM | 9403 | Set | 17750 | 0 | 0 | 0 | 0
2a | POST B SHILVING 24X72-MODEL CBPK2472480 | POST B SHILVING 24X72-MODEL CBPK2472480 |  |  |  | 2288 | 0
2b | SELF B SHELVING24X48-MODEL CBSK2448V1580 | SELF B SHELVING24X48-MODEL CBSK2448V1580 |  |  |  | 2857 | 0
3 | Cambro racks for cold Rooms 3 ft | Coldroom Storage Racks -3 Feet x 4 Feet Ht. (NILKAMAL CAMBRO MAKE) | 900X600X1200MM | 9403 | Set |  |  | 0 | 0 | 0
3a | [6 empty] | 0
3b | [6 empty] | 0
4 | Cambro racks for cold Rooms 4 ft | Coldroom Storage Racks - 4 feet x 4 feet Ht. (NILKAMAL CAMBRO MAKE) | 1200X600X1200MM | 9403 | Set |  |  | 0 | 0 | 0
4a | [6 empty] | 0
4b | [6 empty] | 0
5 | Cambro racks for cold Rooms 3 ft | Coldroom Storage Racks -3 Feet x 6 Feet Ht. (NILKAMAL CAMBRO MAKE) | 900X460X1800MM
6 | Cambro racks for cold Rooms 4 ft | Coldroom Storage Racks - 4 Feet x 6 Feet ht. (NILKAMAL CAMBRO MAKE) | 1200X460X1800MM
| Coldroom Racks Total | [6 empty] | 0 | 0 | 0
Dry Store Racks / Starter Rack
5 | STARTER RACK 5 SHELF-900X600X1850MM (3 Ft) | Dry Store Rack - 3 Feet (NILKAMAL MAKE) | 900X600X1850MM | 9403 | Set | 5000 |  | 0 | 0 | 0
6 | STARTER RACK 5 SHELF-1300X600X1850MM (4 Ft) | Dry Store Rack - 4 Feet (NILKAMAL MAKE) | 1300X600X1850MM | 9403 | Set | 7120 |  | 0 | 0 | 0
| Dry Store Racks / Starter Racks Total | [6 empty] | 0 | 0 | 0
7 | IBS27148 INGREDIENT BIN 27 SLNT WHITE |  |  |  | Nos | 13985 | 0 | 0 | 0 | 0
| Lockers | [6 empty] | 0 | 0 | 0
8 | LOCKERS 8 COMPARTMENTS SIZE 24”X12”X78”(2 FT) | Lockers 2'-0" Length | 600x 300x 1800 |  | Nos | 7800 | 0 | 0 | 0 | 0
9 | LOCKERS 12 COMPARTMENTS SIZE 36”X12”X78” (3 FT) | Lockers - 3'-0" Length | 900x 300 x 1800 |  | Nos | 10400 |  | 0 | 0 | 0
| AIR CURTAIN WITH SENSOR | [6 empty] | 0 | 0 | 0
10 | 3FT AIR CURTAIN WITH SENSOR |  |  |  |  | 13100 |  | 0 | 0 | 0
11 | 4FT AIR CURTAIN WITH SENSOR |  |  |  |  | 14000 |  | 0 | 0 | 0
12 | 5FT AIR CURTAIN WITH SENSOR |  |  |  |  | 16850 | 0 | 0 | 0 | 0
GST 18% extra applicable on above basic rates

## KFC & PH Bulk Order (3) (hidden)
Sr. No | Equipment name / Capex Description / Short Des | Reference Images | Long Description | Proforma Invoice Description | PO Description | Proforma/PO/Invoice Description | HSN Code | Asset Master Description (WITHIN 40) | UOM | Rate | Brand | Identification
1 | Main LT Panel |  |  | Main LT Panel | Main LT Panel | Main LT Panel
1a | [5 empty] | MAIN LT PANEL-PH-WITH DOL WITHOUT VFD | 8537 | MAIN LT PANEL-PH-WITH DOL WITHOUT VFD | Nos. | 176652.26 | PH | Non varifiable
1b |  |  | Supply of main LT Panel KFC – HS – with VFD & Dol Starter | MLTP-KFC-HS-with VFD+DOL | MLTP- KFC -HS - with VFD + DOL | MLTP- KFC -HS - with VFD + DOL | 8537 | Main LT Panel KFC-HS with VFD + DOL | Nos. | 250638.36 | KFC | Non varifiable
1c |  |  | Supply of main LT Panel KFC -FC - with VFD& Dol Starter | MLTP-KFC-FC-with VFD+DOL | MLTP- KFC -FC - with VFD+ DOL | MLTP- KFC -FC - with VFD+ DOL | 8537 | Main LT Panel KFC-FC with VFD + DOL | Nos. | 246645.66 | KFC | Non varifiable
1d |  |  | Supply of main LT Panel KFC – FC – without Dol starter & VFD | MLTP-KFC-FC-without VFD+DOL | MLTP- KFC – FC – without VFD + DOL | MLTP- KFC – FC – without VFD + DOL | 8537 | Main LT Panel KFC-FC without VFD + DOL | Nos. | 189661.32 | KFC | Non varifiable
1e | UPS DB 1 |  |  | UPS DB-1 | UPS DB-1 | UPS DB-1 | 8537 | UPS DB-1 | Nos. | 5925.35 | KFC / PH | Non varifiable
1f | UPS DB 2 |  |  | UPS DB-2 | UPS DB-2 | UPS DB-2 | 8537 | UPS DB-2 | Nos. | 5431.57 | KFC / PH | Non varifiable
2 | Weighing Scale (5 kg) |  |  | Electronic Weighing Scale Cap : 5 kG | Electronic Weighing Scale Cap : 5 kG | Electronic Weighing Scale Cap : 5 kG | 8423 | Electronic Weighing Scale Cap : 5 kG | Nos. | 3190 | KFC | Varifiable
[6 empty] | ELECTRONIC WEIGHING SCALE CAP : 15 KG | 8423 | ELECTRONIC WEIGHING SCALE CAP : 15 KG | Nos. | 3200 | PH | Varifiable
[6 empty] | ELECTRONIC WEIGHING SCALE CAP : 100 KG | 8423 | ELECTRONIC WEIGHING SCALE CAP : 100 KG | Nos. | 6680 | PH | Varifiable
3 | Dry store racks - neelkamal |  | NSS UNIVERSAL STORAGE SYSTEM STARTER RACK 5 SHELF 900X600X1850MM | STARTER RACK 5 SHELF - 900X600X1850MM | STARTER RACK 5 SHELF - 900X600X1850MM | Dry store racks - neelkamal |  | Dry store racks - neelkamal
[6 empty] | STARTER RACK 5 SHELF - 900X600X1850MM | 9403 | STARTER RACK 5 SHELF-900X600X1850MM | Nos. | 4497 | KFC / PH | Varifiable
|  |  | NSS UNIVERSAL STORAGE SYSTEM STARTER RACK 5 SHELF 1300X600X1850MM | STARTER RACK 5 SHELF - 1300X600X1850MM | STARTER RACK 5 SHELF - 1300X600X1850MM | STARTER RACK 5 SHELF - 1300X600X1850MM | 9403 | STARTER RACK 5 SHELF-1300X600X1850MM | Nos. | 5413 | KFC / PH | Varifiable
4 | Lockers (8 compartments) |  | Lockers cabinet of overall size:- 24” x 12” x 78”Ht with 8 compartments. Size of each compartment 18”Ht x 12”L with staple locking arrangement painted in T.A.Grey colour.Lockers with plastic base. | Lockers 8 compartments Size 24” x 12” x 78”Ht | Lockers 8 compartments Size 24” x 12” x 78”Ht | Lockers 8 compartments Size 24”x12”x78”Ht | 9403 | Lockers 8 compartments Size 24”x12”x78” | Nos. | 7455 | KFC / PH | Varifiable
4a | Lockers (12 compartments) |  | Lockers cabinet of overall size:- 36” x 12”D x 78”Ht with 12 compartments. Size of each compartment 18”Ht x 12”L with staple locking arrangement painted in grey colour. Lockers with plastic base. | Lockers 12 compartments Size 36” x 12”D x 78”H | Lockers 12 compartments Size 36” x 12”D x 78”H | Lockers 12 compartments Size 36” x 12”D x 78”H | 9403 | Lockers 12 compartments Size 36”x12”x78” | Nos. | 10275 | KFC / PH | Varifiable
5 | Safe godrej |  |  | Godrej Rhino V1 Safe | Godrej Rhino V1 Safe | Godrej Rhino V1 Safe | 83030000 | Godrej Rhino V1 Safe | Nos. | 12550 | KFC / PH | Varifiable
6 | Euronics Air curtains
6a | 3 feet long |  | CENTRIFUGAL AIR CURTAIN - AIR THROW : 21 M/S EURONICS MS POWDER COATED. RECOMMENDED FOR HEIGHT UPTO 8 FT. 3FT PRODUCT , WITH 3 BLOWERS & 2 MOTORS - EAC3 | Euronics Air Curtain 3FT with Sensor - EAC3 | Euronics Air Curtain 3FT with Sensor - EAC3 | Euronics Air Curtain 3FT with Sensor - EAC3 | 84148019 | 3FT AIR CURTAIN EURONICS-EAC3 | Nos. | 10520 | KFC / PH | Varifiable
6b | 4 feet long |  | CENTRIFUGAL AIR CURTAIN - AIR THROW : 21 M/S EURONICS MS POWDER COATED. RECOMMENDED FOR HEIGHT UPTO 8 FT. 4FT PRODUCT , WITH 4 BLOWERS & 2 MOTORS - EAC4 | Euronics Air Curtain 4FT with Sensor - EAC4 | Euronics Air Curtain 4FT with Sensor - EAC4 | Euronics Air Curtain 4FT with Sensor - EAC4 | 84148019 | 4FT AIR CURTAIN EURONICS-EAC4 | Nos. | 11250 | KFC / PH | Varifiable
6c | 5 feet long |  | CENTRIFUGAL AIR CURTAIN - AIR THROW : 21 M/S EURONICS MS POWDER COATED. RECOMMENDED FOR HEIGHT UPTO 8 FT. 5FT PRODUCT , WITH 5 BLOWERS & 3 MOTORS - EAC5 | Euronics Air Curtain 5FT with Sensor - EAC5 | Euronics Air Curtain 5FT with Sensor - EAC5 | Euronics Air Curtain 5FT with Sensor - EAC5 | 84148019 | 5FT AIR CURTAIN EURONICS-EAC5 | Nos. | 14152 | KFC / PH | Varifiable
6d | Censor |  | SENSOR FOR SLIM AIR CURTAIN DOOR.FOR SINGLE AS WELL AS DOUBLE LEAF , PUUL & PUSH DOOR | SENSOR FOR SLIM AIR CURTAIN DOOR.FOR SINGLE AS WELL AS DOUBLE LEAF , PUUL & PUSH DOOR |  | SENSOR FOR AIR CURTAIN | 8414 | SENSOR FOR AIR CURTAIN | Nos. | 2335 | KFC / PH | Varifiable
7 | Fire extinguishers
7a | 2kg ABC |  | New ABC Store Pressure type Fire Extinguisher 2kg Capacity epoxy powder coated from inside and outside with gauge and controllable discharge, with squeeze grip type handle as per B.I.S. specification No. 15683 | Fire extinguisher ABC Type F/E 2KG Capacity | Fire extinguisher ABC Type F/E 2KG Capacity | Fire extinguisher ABC Type F/E 2KG Capacity | 8424 | FIRE EXTINGUISHER ABC TYPE 2KG | Nos. | 720 | KFC / PH | Varifiable
7b | 4kg ABC |  | New ABC Store Pressure type Fire Extinguisher 4kg Capacity epoxy powder coated from inside and outside with gauge and controllable discharge, with squeeze grip type handle as per B.I.S. specification No. 15683 | Fire extinguisher ABC Type F/E 4KG Capacity | Fire extinguisher ABC Type F/E 4KG Capacity | Fire extinguisher ABC Type F/E 4KG Capacity | 8424 | FIRE EXTINGUISHER ABC TYPE 4KG | Nos. | 950 | KFC / PH | Varifiable
7c | 4.5kg CO2 |  | CO2 type Fire Extinguisher 4.5kg Capacity made from brand new imported seamless steel drawn steel cylinder with discharge bend and horn and supplied completed with initial charge as per IS-15683 specification | Fire extinguisher CO2 Type F/E 4.5KG Capacity | Fire extinguisher CO2 Type F/E 4.5KG Capacity | Fire extinguisher CO2 Type F/E 4.5KG Capacity | 8424 | FIRE EXTINGUISHER CO2 TYPE 4.5KG | Nos. | 3300 | KFC / PH | Varifiable
7d | 2kg clean agent |  | NEW CLEAN AGENT TYPE F/E 2KG CAPACITY | Fire extinguisher NEW CLEAN AGENT TYPE F/E 2KG CAPACITY | Fire extinguisher NEW CLEAN AGENT TYPE F/E 2KG CAPACITY | Fire extinguisher NEW CLEAN AGENT TYPE F/E 2KG CAPACITY | 8424 | FIRE EXTINGUISHER NEW CLEAN AGENT 2KG | Nos. | 3710 | KFC / PH | Varifiable
7e | 2kg K type |  | NEW K TYPE F/E 2KG CAPACITY. | Fire extinguisher K TYPE F/E 2LTR CAPACITY. | Fire extinguisher K TYPE F/E 2LTR CAPACITY. | Fire extinguisher K TYPE F/E 2LTR CAPACITY. | 8424 | FIRE EXTINGUISHER K TYPE 2LTR | Nos. | 3170 | KFC / PH | Varifiable
8 | Music System |  |  |  |  | Music System set |  | Music System set | Set | 61500 | KFC / PH | Non varifiable
8a |  |  |  | YAMAHA STEREO AMPLIFIER (130+130WATTS) | YAMAHA STEREO AMPLIFIER (130+130WATTS) | YAMAHA STEREO AMPLIFIER (130+130WATTS) | 85184000 | YAMAHA STEREO AMPLIFIER (130+130WATTS) | Nos. | 23948 | KFC / PH | Non varifiable
8b |  |  |  | LD BOX SPEAKERS ( CWMS-52) 30WATTS | LD BOX SPEAKERS ( CWMS-52) 30WATTS | LD BOX SPEAKERS ( CWMS-52) 30WATTS | 85182200 | LD BOX SPEAKERS ( CWMS-52) 30WATTS | Nos. | 5622.25 | KFC / PH | Non varifiable
8c |  |  |  | ACCESSORIES (INTERCONNECTING CORDS.PINS,ETC.) | ACCESSORIES (INTERCONNECTING CORDS.PINS,ETC.) | ACCESSORIES (INTERCONNECTING CORDS.PINS,ETC.) | 85444299 | ACCESSORIES (INTERCONNECTING CORDS.PINS) | Nos. | 685 | KFC / PH | Non varifiable
8d |  |  |  | YAMAHA SUB-WOOFER | YAMAHA SUB-WOOFER | YAMAHA SUB-WOOFER | 85182100 | YAMAHA SUB-WOOFER | Nos. | 14378 | KFC / PH | Non varifiable
8e | Installation |  |  | Installation of Equipments & Testing, commissioning charges | Installation of Equipments & Testing, commissioning charges | Installation of Equipments & Testing, commissioning charges | 00440233 | MUSIC SYSTEM INSTALLATION CHARGES | Nos. | 5000 | KFC / PH | Non varifiable
9 | Cambro racks for cold Rooms |  |  | POST B SHILVING 24X72 - Model CBPK2472480 | POST B SHILVING 24X72 - Model CBPK2472480 | Cambro racks for cold Rooms 4 ft | 9403 | Cambro racks for cold Rooms 4 ft | Set | 14956 | KFC / PH | Varifiable
9a | [5 empty] | POST B SHILVING 24X72 - Model CBPK2472480 | 9403 | POST B SHILVING 24X72-MODEL CBPK2472480 | Nos. | 2138 | KFC / PH | Varifiable
9b |  |  |  | SELF B SHELVING 24X48V1 - Model CBSK2448V1580 | SELF B SHELVING 24X48V1 - Model CBSK2448V1580 | SELF B SHELVING 24X48V1 - Model CBSK2448V1580 | 9403 | SELF B SHELVING24X48-MODEL CBSK2448V1580 | Nos. | 2670 | KFC / PH | Varifiable
[6 empty] | Cambro racks for cold Rooms 3 ft |  | Cambro racks for cold Rooms 3 ft | Set | 12744 | KFC / PH | Varifiable
9c |  |  |  | POST B SHILVING 24X72 - Model CBPK2472480 | POST B SHILVING 24X72 - Model CBPK2472480 | POST B SHILVING 24X72 - Model CBPK2472480 | 9403 | POST B SHILVING 24X72-MODEL CBPK2472480 | Nos. | 2138 | KFC / PH | Varifiable
9d |  |  |  | SELF B SHELVING 24X36V1 - Model CBSK2436V1580 | SELF B SHELVING 24X36V1 - Model CBSK2436V1580 | SELF B SHELVING 24X36V1 - Model CBSK2436V1580 | 9403 | SELF B SHELVING24X36-MODEL CBSK2436V1580 | Nos. | 2117 | KFC / PH | Varifiable
10 | Panasonic Rice Cooker (model - 972D) |  |  | RICE COOKER - 7.2 LITRES - PANASONIC 972-D | RICE COOKER - 7.2 LITRES - PANASONIC 972-D | RICE COOKER - 7.2 LITRES - PANASONIC 972-D | 7321 | RICE COOKER -7.2 LITRES-PANASONIC 972-D | Nos. | 9200 | KFC / PH | Varifiable
12 | Panasonic Rice Cooker (model - 942D) |  |  | RICE COOKER - 4.2 LITRES PANASONIC 942-D | RICE COOKER - 4.2 LITRES PANASONIC 942-D | RICE COOKER - 4.2 LITRES PANASONIC 942-D | 7321 | RICE COOKER-4.2 LITRES-PANASONIC 942-D | Nos. | 4100 | KFC / PH | Varifiable
13 | Ups with battery (to fit into IT rack)(6kva) |  | 6 KVA BPE Rackmount OnLineUPS System with Inbuilt Batteries and Rack Kit. ModelNo : MP1106B16 | 6 KVA BPE UPS Model No : MP1106B16 | 6 KVA BPE UPS Model No : MP1106B16 | 6 KVA BPE UPS Model No : MP1106B16 | 85044090 | 6 KVA BPE UPS MODEL NO : MP1106B16 | Nos. | 80000 | KFC / PH | Varifiable
14 | Ups with battery (to fit into IT rack)(3kva) |  | 3KVA BPE Rackmount 0nLineUPS System with Inbuilt Batteries and Rack Kit. Model No : MP1103B6 | 3 KVA BPE UPS Model No : MP1103B6 | 3 KVA BPE UPS Model No : MP1103B6 | 3 KVA BPE UPS Model No : MP1103B6 | 85044090 | 3 KVA BPE UPS MODEL NO : MP1103B6 | Nos. | 30000 | KFC / PH | Varifiable
15 | Pesto flash PCI |  | Spider Fly Catcher with 3 UV Tubelights, SLEEVED / COATED UV TUBELIGHTS - 12000HRS DUTY CYCLE | Spider Fly Catcher with 3 UV Tubelights, SLEEVED / COATED UV TUBELIGHTS - 12000HRS DUTY CYCLE | Spider Fly Catcher with 3 UV Tubelights | Spider Fly Catcher with 3 UV Tubelights | 85437099 | FLY CATCHER - SPIDER 3 UV TUBELIGHTS | Nos. | 7594 | KFC / PH | Varifiable
16 | CC TV Camera set Up |  |  |  |  | CC TV Camera set Up 16 Camera |  | CC TV Camera set Up 16 Camera | Set | 41450 | KFC / PH | Varifiable
16 | CC TV Camera set Up |  |  |  |  | CC TV Camera set Up 8 Camera |  | CC TV Camera set Up 8 Camera | Set | 25500 | KFC / PH | Varifiable
16 | CC TV Camera set Up |  | INDOOR IR NIGHT VISION DOME CAMERAS - HD DOME 1MP RESOLUTION, 2.8MM WIDE ANGLED 10-20MTR IR RANGE MAKE - HIKVISION | INDOOR IR NIGHT VISION DOME CAMERAS - HD DOME 1MP RESOLUTION, 2.8MM WIDE ANGLED 10-20MTR IR RANGE MAKE - HIKVISION | INDOOR IR NIGHT VISION DOME CAMERAS - HD DOME 1MP RESOLUTION, 2.8MM WIDE ANGLED 10-20MTR IR RANGE MAKE - HIKVISION | INDOOR IR NIGHT VISION DOME CAMERAS - HD DOME 1MP RESOLUTION, 2.8MM WIDE ANGLED 10-20MTR IR RANGE MAKE - HIKVISION | 85258020 | INDOOR NIGHT VISION DOME CAMERA-10MTR | Nos. | 975 | KFC / PH | Non varifiable
|  |  | OUTDOOR IR NIGHT VISION BULLET CAMERAS - HD BULLET 1MP RESOLUTION, 10-20MTR IR RANGE, MAKE- HIKVISION | OUTDOOR IR NIGHT VISION BULLET CAMERAS - HD BULLET 1MP RESOLUTION, 10-20MTR IR RANGE, MAKE- HIKVISION | OUTDOOR IR NIGHT VISION BULLET CAMERAS - HD BULLET 1MP RESOLUTION, 10-20MTR IR RANGE, MAKE- HIKVISION | OUTDOOR IR NIGHT VISION BULLET CAMERAS - HD BULLET 1MP RESOLUTION, 10-20MTR IR RANGE, MAKE- HIKVISION | 85258020 | OUTDOOR NIGHT VISION BULLET CAMERA-10MTR | Nos. | 1125 | KFC / PH | Non varifiable
|  |  | POWER SUPPLY, CONNECTORS & ACCESSORIES - ANALOG CAMERA MAKE- AVG | POWER SUPPLY, CONNECTORS & ACCESSORIES - ANALOG CAMERA MAKE- AVG | POWER SUPPLY, CONNECTORS & ACCESSORIES - ANALOG CAMERA MAKE- AVG | POWER SUPPLY, CONNECTORS & ACCESSORIES - ANALOG CAMERA MAKE- AVG | 8504 | POWER SUPPLY, CONNECTORS & ACCESSORIES | Nos. | 400 | KFC / PH | Non varifiable
|  |  | 8 CHANNEL DIGITAL VIDEO RECORDER WITH 1 HDD SLOT. AUDIO IN - 1MP COMPATIBLE. Make-HIKVISION | 8 CHANNEL DIGITAL VIDEO RECORDER WITH 1 HDD SLOT. AUDIO IN - 1MP COMPATIBLE. Make-HIKVISION | 8 CHANNEL DIGITAL VIDEO RECORDER WITH 1 HDD SLOT. AUDIO IN - 1MP COMPATIBLE. Make-HIKVISION | 8 CHANNEL DIGITAL VIDEO RECORDER WITH 1 HDD SLOT. AUDIO IN - 1MP COMPATIBLE. Make-HIKVISION | 8521 | 8 CHANNEL DVR | Nos. | 4800 | KFC / PH | Non varifiable
|  |  | 16 CHANNEL DIGITAL VIDEO RECORDER WITH 1 HDD SLOT, 1 AUDIO IN - 1MP COMPATIBLE. Make -HIKVISION | 16 CHANNEL DIGITAL VIDEO RECORDER WITH 1 HDD SLOT, 1 AUDIO IN - 1MP COMPATIBLE. Make -HIKVISION | 16 CHANNEL DIGITAL VIDEO RECORDER WITH 1 HDD SLOT, 1 AUDIO IN - 1MP COMPATIBLE. Make -HIKVISION | 16 CHANNEL DIGITAL VIDEO RECORDER WITH 1 HDD SLOT, 1 AUDIO IN - 1MP COMPATIBLE. Make -HIKVISION | 8521 | 16 CHANNEL DVR | Nos. | 7250 | KFC / PH | Non varifiable
|  |  | 19 INCH HDMI MONITOR Make - LG | 19 INCH HDMI MONITOR Make - LG | 19 INCH HDMI MONITOR Make - LG | 19 INCH HDMI MONITOR Make - LG | 8528520 | MONITOR - 19 INCH | Nos. | 4600 | KFC / PH | Non varifiable
|  |  | 3TB SURVEILLANCE HDD. Make - WD-PURPLE | 3TB SURVEILLANCE HDD. Make - WD-PURPLE | 3TB SURVEILLANCE HDD. Make - WD-PURPLE | 3TB SURVEILLANCE HDD. Make - WD-PURPLE | 84717020 | 3TB HARD DISK | Nos. |  | KFC / PH | Non varifiable
|  |  | 2TB SURVEILLANCE HDD. Make - WD-PURPLE | 2TB SURVEILLANCE HDD. Make - WD-PURPLE | 2TB SURVEILLANCE HDD. Make - WD-PURPLE | 2TB SURVEILLANCE HDD. Make - WD-PURPLE | 84717020 | 2TB HARD DISK | Nos. | 4800 | KFC / PH | Non varifiable
|  |  | 4TB SURVEILLANCE HDD. Make - WD-PURPLE | 4TB SURVEILLANCE HDD. Make - WD-PURPLE | 4TB SURVEILLANCE HDD. Make - WD-PURPLE | 4TB SURVEILLANCE HDD. Make - WD-PURPLE | 84717020 | 4TB HARD DISK. | Nos. | 7300 | KFC / PH | Non varifiable
17 | CC TV Camera Installation | NA | CAMERA FITTING, ANGLE & VIEW SETTING CHARGES | CAMERA FITTING, ANGLE & VIEW SETTING CHARGES | CAMERA FITTING, ANGLE & VIEW SETTING CHARGES | CAMERA FITTING, ANGLE & VIEW SETTING CHARGES | 995461 | CAMERA FITTING CHARGES | Nos. | 300 | KFC / PH | Non varifiable
|  |  | 16CH - INSTALLATION, TESTING COMMISIONING CHARGES - MUMBAI BASED LOCATIONS. | 16CH - INSTALLATION, TESTING COMMISIONING CHARGES - MUMBAI BASED LOCATIONS. | 16CH - INSTALLATION, TESTING COMMISIONING CHARGES - MUMBAI BASED LOCATIONS. | 16CH - INSTALLATION, TESTING COMMISIONING CHARGES - MUMBAI BASED LOCATIONS. | 995461 | 16CH DVR FITTING & INTEGRATION CHARGE LO | Nos. | 5000 | KFC / PH | Non varifiable
|  |  | 16CH - INSTALLATION, TESTING COMMISIONING CHARGES - OUT OF MUMBAI BASED LOCATIONS | 16CH - INSTALLATION, TESTING COMMISIONING CHARGES - OUT OF MUMBAI BASED LOCATIONS | 16CH - INSTALLATION, TESTING COMMISIONING CHARGES - OUT OF MUMBAI BASED LOCATIONS | 16CH - INSTALLATION, TESTING COMMISIONING CHARGES - OUT OF MUMBAI BASED LOCATIONS | 995461 | 16CH DVR FITTING & INTEGRATION CHARGE OS | Nos. | 7500 | KFC / PH | Non varifiable
|  |  | 8CH - INSTALLATION, TESTING COMMISIONING CHARGES - MUMBAI BASED LOCATIONS. | 8CH - INSTALLATION, TESTING COMMISIONING CHARGES - MUMBAI BASED LOCATIONS. | 8CH - INSTALLATION, TESTING COMMISIONING CHARGES - MUMBAI BASED LOCATIONS. | 8CH - INSTALLATION, TESTING COMMISIONING CHARGES - MUMBAI BASED LOCATIONS. | 995461 | 8CH DVR FITTING & INTEGRATION CHARGE LO | Nos. | 3000 | KFC / PH | Non varifiable
|  |  | 8CH - INSTALLATION, TESTING COMMISIONING CHARGES - OUT OF MUMBAI BASED LOCATIONS. | 8CH - INSTALLATION, TESTING COMMISIONING CHARGES - OUT OF MUMBAI BASED LOCATIONS. | 8CH - INSTALLATION, TESTING COMMISIONING CHARGES - OUT OF MUMBAI BASED LOCATIONS. | 8CH - INSTALLATION, TESTING COMMISIONING CHARGES - OUT OF MUMBAI BASED LOCATIONS. | 995461 | 8CH DVR FITTING & INTEGRATION CHARGE OS | Nos. | 5000 | KFC / PH | Non varifiable
18 | Bonpet with installation |  |  | Bonpet Fire Extinguisher | Bonpet Fire Extinguisher | Bonpet Fire Extinguisher | 84241000 | Bonpet Fire Extinguisher | Nos. | 11700 | KFC | Varifiable
19 | Maintenance tool kit |  |  | Tool Kit | Tool Kit | Tool Kit | 8444 | Tool Kit | Nos. | 16635 | KFC | Varifiable
20 | Q-Manager Post (with red color KFC printed ribbon) |  |  | Q Managers | Q Managers | Q Managers | 7326 | Q Managers | Nos. | 1730 | KFC | Non varifiable
21 | IT rack (42U) with 4 shelves |  |  |  |  | IT rack (42U) with 4 shelves Set |  | IT rack (42U) with 4 shelves Set | Set | 34380 | KFC / PH | Varifiable
21a | IT rack (42U) with 4 shelves |  | D-Link 42U Network Enclosure Frame -600X1000 Rack 6,10,000.00pcs30,500.0020 pcsNFR-42U-6010-BL-SK85381010 Casters Set of 4 Adjustable Levellers set of 4 Glass Door-600-42U Hexagonal Perforated Door-42-600 Side Panels-1000-42U-Vented (Set of 2 Mounting Hardware-(Pack of 20) FHU with 4 FAN 360CFM Vertical Power Distribution Unit with 12 x 5/15 sockets Round Pin, 230 Volts AC, 32 Amp with Plug Horz. Cable Manager-1U-Loop | D-link IT rack 42U- 600 X 1000 | D-link IT rack 42U- 600 X 1000 | D-link IT rack 42U- 600 X 1000 | 85381010 | DLINK 42U NETWORK FRAME-IT RACK-600X1000 | Nos. | 29980 | KFC / PH | Varifiable
21b | Dlink IT rack Shelf 1000 ( NRA-SLF-1000) |  |  | Dlink Shelf 1000 ( NRA-SLF-1000) | Dlink Shelf 1000 ( NRA-SLF-1000) | Dlink Shelf 1000 ( NRA-SLF-1000) | 85381010 | DLINK SHELFM1000 (NRA-SLF-1000) | Nos. | 1100 | KFC / PH | Varifiable
23 | Paper towel holder (kimberly) |  |  | 69590 DISP AQUARIUS ROLLED TW Kimberly | 69590 DISP AQUARIUS ROLLED TW Kimberly | 69590 DISP AQUARIUS ROLLED TW Kimberly | 39259090 | 69590 DISP AQUARIUS ROLLED TW Kimberly | Nos. | 6785 | KFC | Varifiable
24 | Roll stand |  |  | 1055 KC Professional Roll Stand | 1055 KC Professional Roll Stand | 1055 KC Professional Roll Stand | 3925 | 1055 KC Professional Roll Stand | Nos. | 1870 | PH | Varifiable
25 | Commercial Induction Top 28*15 2000 Wt Panasonic |  |  |  |  | Commercial Induction Top 28*15 2000 Wt Panasonic |  | Commercial Induction Top 28*15 2000 Wt | Nos. | 2921 | PH | Varifiable
26 | Commercial Microwave Oven LG 2043DB | Commercial Microwave Oven LG 2043DB |  |  |  | Commercial Microwave Oven LG 2043DB |  | Commercial Microwave Oven LG 2043DB | Nos. | 4821 | PH | Varifiable
27 | RO plant with RWTP & UV (500lph) - purchase |  |  | RO Plant 500 Lph With UV with Water Treatment Plant | RO Plant 500 Lph With UV with Water Treatment Plant | RO Plant 500 Lph With UV&Water Treatment Plant | 8421 | RO PLANT-500 LPH WITH UV+RWTP+CABINET | Nos. | 140000 | KFC | Varifiable
27b | [5 empty] | RO PLANT-250 LPH WITH UV&WATER TREATMENT PLANT | 8421 | RO PLANT-250 LPH WITH UV+RWTP+CABINET | Nos. | 130000 | PH | Varifiable
27c | Installation Charge |  |  | Installation Charge | Installation Charge | Installation Charge | 998732 | Installation Charge | Nos. | Included | KFC / PH | Non varifiable
27d | Freight and Cartage |  |  | Freight and Cartage | Freight and Cartage | Freight and Cartage | 996521 | Freight and Cartage | Nos. | Included | KFC / PH | Non varifiable
28 | Gas Pipeline with Gas Bank, solenoid valve with installation |  |  | KFC With GAS bank - Local | KFC With GAS bank - Local | KFC With GAS bank - Local | 8481 | GAS PIPELINE WITH ALL FITTINGS - Local | lot | 100843 / 84237 | KFC / PH | Non varifiable
|  |  |  | KFC With GAS bank - Outstation | KFC With GAS bank - Outstation | KFC With GAS bank - Outstation | 8481 | GAS PIPELINE WITH ALL FITTINGS-Outstation | lot | 115237 / 99148 | KFC / PH | Non varifiable
|  |  |  | KFC Without GAS bank - Local | KFC Without GAS bank - Local | KFC Without GAS bank - Local | 8481 | GAS PIPELINE & GAS BANK WITH ALL FITTING | lot | 177962 / 118640 | KFC / PH | Non varifiable
|  |  |  | KFC Without GAS bank - Outstation | KFC Without GAS bank - Outstation | KFC Without GAS bank - Outstation | 8481 | GAS PIPELINE & GAS BANK WITH ALL FITTING | lot | 194911 / 135589 | KFC / PH | Non varifiable
|  |  |  | Gas pipeline Installation charges | Gas pipeline Installation charges | Gas pipeline Installation charges | 995464 | Gas pipeline Installation charges | lot | Included | KFC / PH | Non varifiable
29 | Gas Detector censor with Panel (3 detectors) |  |  | KFC GLD With Gas bank & Without Gas bank -Local | KFC GLD With Gas bank & Without Gas bank -Local | KFC GLD With Gas bank & Without Gas bank -Local | 8481 | GAS LEAK DETECTOR FOR GAS BANK | lot | 55081 / 50843 | KFC / PH | Varifiable
|  |  |  | KFC GLD With Gas bank & Without Gas bank - Outstation | KFC GLD With Gas bank & Without Gas bank - Outstation | KFC GLD With Gas bank & Without Gas bank - Outstation | 8481 | GAS LEAK DETECTOR FOR WITHOUT GAS BANK | lot | 57623 / 50843 | KFC / PH | Varifiable
[6 empty] | MCC-1322-MS Gas Panel | 85423100 | MCC-1322-MS GAS PANEL | Nos. | Included | KFC / PH | Non varifiable
[6 empty] | HOOTER | 9027 | HOOTER | Nos. | Included | KFC / PH | Non varifiable
[6 empty] | BULL NOSE SET | 7412 | BULL NOSE SET | Nos. | Included | KFC / PH | Non varifiable
|  |  |  | GLD Installation charges | GLD Installation charges | INSTALATION CHARGES FOR GLD | 995461 | INSTALATION CHARGES FOR GLD | lot | Included | KFC / PH | Non varifiable
30 | Fire suppression system |  | Supply, Installation, Testing and Commissioning of Kitchen Fire Suppression System. Hood Size 2300 + 900mm | Supply, Installation, Testing and Commissioning of Kitchen Fire Suppression System. Hood Size 2300 + 900mm | kitchen Fire suppression system Hood Size 2300 + 900mm | kitchen Fire suppression system Hood Size 2300 + 900mm | 84249000 | KITCHEN FIRE SUPPRESSION SYSTEM-2300+900 | Nos. | 205500 | KFC | Varifiable
30b |  |  | Supply, Installation, Testing and Commissioning of Kitchen Fire Suppression System. Hood Size 2300mm | Supply, Installation, Testing and Commissioning of Kitchen Fire Suppression System. Hood Size 2300mm | kitchen Fire suppression system Hood Size 2300 | kitchen Fire suppression system Hood Size 2300 | 84249000 | KITCHEN FIRE SUPPRESSION SYSTEM-2300 | Nos. | 122000 | PH | Varifiable
30c | Installation |  |  | Installation Charges | Installation Charges | Installation Charges | 995468 | INSTALLATION CHARGES | Nos. | Included | KFC / PH | Non varifiable
31 | Solenoid valve for fire supression |  | SOLENOID VALVE DN 25 OF MADAS MAKE INCLUDING CUSTOM MADE FORGED COATED ADAPTERS AT BOTH ENDS. | SOLENOID VALVE DN 25 OF MADAS MAKE INCLUDING CUSTOM MADE FORGED COATED ADAPTERS AT BOTH ENDS. | SOLENOID VALVE DN 25 | SOLENOID VALVE DN 25 | 8481 | SOLENOID VALVE DN 25 | Nos. | 10169.5 | KFC / PH | Non varifiable
32 | Genset incl installation & compliaces
33a | 125 kva |  | 125 KVA (3 Phase) DG Set with KOEL iGREEN engine model (4K1080TA G2) coupled to KOEL iGREEN alternator with AMF Panel, fuel tank, battery along with Sound Proof Acoustic Enclosure, & all standard accessories & iGREEN feature | 125 KVA (3 Phase) DG Set | 125 KVA (3 Phase) DG Set | 125 KVA (3 Phase) DG Set | 85021200 | 125 KVA (3 PHASE) DG SET | Nos. | 590000 | KFC | Varifiable
33b | 82.5 KVA |  | Supply of 82.5 KVA three phase Silent DG Set comprising of “EICHER/TMTL Engines” model 1121ES, coupled to CG/Stamford/LS make 82.5 KVA, 415 Volt alternator mounted on a common base frame along with other accessories i.e. AMF Control Panel, Fuel tank, Battery with leads. | 82.5 KVA (3 Phase) DG Set | 82.5 KVA (3 Phase) DG Set | 82.5 KVA (3 Phase) DG Set | 85021200 | 82.5 KVA (3 PHASE) DG SET | Nos. | 473000 | PH | Varifiable
33d | Freight |  |  | Freight Charges | Freight Charges | Freight Charges | 9965 | FREIGHT CHARGES | Nos. | Extra as applicable | KFC / PH | Non varifiable
33e | Installation + lisence fees |  | Installation + lisence fees | Unloading and Shifting Charges | Unloading and Shifting Charges | Installation + lisence fees |  |  | Lot | 136500 | KFC / PH | Non varifiable
[6 empty] | Unloading and Shifting Charges | 9967 | UNLOADING AND SHIFTING CHARGES | Nos.
|  |  |  | PCC Foundation | PCC Foundation | PCC Foundation |  | PCC FOUNDATION | Nos.
|  |  |  | GI Plate type earthing for neutral earthing. | GI Plate type earthing for neutral earthing. | GI Plate type earthing for neutral earthing. | 8545 | GI PLATE FOR NEUTRAL EARTHING | Nos.
|  |  |  | GI Strip 25x03 mm | GI Strip 25x03 mm | GI Strip 25x03 mm | 8545 | GI STRIP 25X03 MM | mtrs
|  |  |  | MS Exhaust Pipe 5" dia. | MS Exhaust Pipe 5" dia. | MS Exhaust Pipe 5" dia. | 7304 | MS EXHAUST PIPE 5" DIA. | Mtrs
|  |  |  | Mineral wool insulation of exhaust pipe. | Mineral wool insulation of exhaust pipe. | Mineral wool insulation of exhaust pipe. | 7304 | MINERAL WOOL INSULATION OF EXHAUST PIPE. | Nos.
|  |  |  | MS Support structure of exhaust pipe. (At Actual) | MS Support structure of exhaust pipe. (At Actual) | MS Support structure of exhaust pipe. (At Actual) | 7304 | MS SUPPORT STRUCTURE OF EXHAUST PIPE. | KG
|  |  |  | EB approval of 82.5 KVA SDG Set. | EB approval of 82.5 KVA SDG Set. | EB approval of 82.5 KVA SDG Set. | 9987 | EB APPROVAL OF 82.5 KVA SDG SET. | Job
|  |  |  | EB approval of 125 KVA SDG Set. | EB approval of 125 KVA SDG Set. | EB approval of 125 KVA SDG Set. | 9987 | EB APPROVAL OF 125 KVA SDG SET. | Job
|  |  |  | 100 Ltrs Fuel and handling Charges | 100 Ltrs Fuel and handling Charges | 100 Ltrs Fuel and handling Charges |  | 100 LTRS FUEL AND HANDLING CHARGES | Job
|  |  |  | Installation and comissioning charges | Installation and comissioning charges | Installation and comissioning charges | 9987 | INSTALLATION AND COMISSIONING CHARGES | Job
|  |  |  | Control Cabling | Control Cabling | Control Cabling |  | CONTROL CABLING | Mtrs
|  |  | Power Cabling- 3½ Core 95 sq.mm 1.1 KV Grade Aluminium Ar. Cable | Power Cabling- 3½ Core 95 sq.mm 1.1 KV Grade Aluminium Ar. Cable | Power Cabling- 3½ Core 95 sq.mm 1.1 KV Grade Aluminium Ar. Cable | Power Cabling- 3½ Core 95 sq.mm 1.1 KV Grade Aluminium Ar. Cable |  | POWER CABLING- 3½ CORE 95 SQ.MM | Mtrs
|  |  |  | End Termination | End Termination | End Termination |  | END TERMINATION | Mtrs
34 | AVR incl installation
| 125 kva |  | KRYKARD Servo Controlled Voltage Stabiliser Automatic Voltage Regulator 125kVA Aircooled Indoor Model AU4080 | KRYKARD Servo Stabiliser 125kVA AU4080 | KRYKARD Servo Stabiliser 125kVA AU4080 | KRYKARD Servo Stabiliser 125kVA AU4080 | 9032 | KRYKARD SERVO STABILISER 125 KVA AU4080 | Nos. | 127350 | KFC / PH | Varifiable
| 150 kva |  |  |  |  | KRYKARD SERVO STABILISER 150 KVA AU4080 | 9032 | KRYKARD SERVO STABILISER 150 KVA AU4080 | Nos. | 133700 | KFC / PH | Varifiable
| 100 kva |  |  |  |  | KRYKARD SERVO STABILISER 100 KVA AU4080 | 9032 | KRYKARD SERVO STABILISER 100 KVA AU4080 | Nos. | 115250 | KFC / PH | Varifiable
| 75 kva |  |  |  |  | KRYKARD SERVO STABILISER 75 KVA AU4080 | 9032 | KRYKARD SERVO STABILISER 75 KVA AU4080 | Nos. | 88600 | KFC / PH | Varifiable
| 50 kva |  |  |  |  | KRYKARD SERVO STABILISER 50 KVA AU4080 | 9032 | KRYKARD SERVO STABILISER 50 KVA AU4080 | Nos. | 52000 | KFC / PH | Varifiable
35 | Bikes and Allied |  |  | CT 100KS Alloy | CT 100KS Alloy | CT 100KS Alloy | 87112029 | Bike CT 100KS Alloy | Nos. | On Actual | KFC / PH | Varifiable
36 | HVAC ( Low side ) |  | HVAC low site work As per Annexure | HVAC low site work | HVAC low site work | HVAC low site work | 995468 | HVAC LOW SITE WORK | Lot | Site Specific | KFC / PH | Non varifiable
37 | Walk-in Chillers & Freezer |  |  | PREFAB. CONSTN. COLD STORAGE 100 MM THK-CDW100PP0215 | PREFAB. CONSTN. COLD STORAGE 100 MM THK-CDW100PP0215 | PREFAB. CONSTN. COLD STORAGE 100 MM THK-CDW100PP0215 | 94060092 | PREFAB. CONSTN. COLD STORAGE 100 MM THK | Nos. | Site Specific | KFC / PH | Varifiable
|  |  |  | PREFAB. CONSTN. COLD STORAGE 60MM THK PP-CDW060PP0309 | PREFAB. CONSTN. COLD STORAGE 60MM THK PP-CDW060PP0309 | PREFAB. CONSTN. COLD STORAGE 60MM THK PP-CDW060PP0309 | 94060092 | PREFAB. CONSTN. COLD STORAGE 60MM THK PP | Nos. | Site Specific | KFC / PH | Varifiable
|  |  |  | Control Panel Model CR 205200-DANFOSS-CRAC-ZZ000018-04 | Control Panel Model CR 205200-DANFOSS-CRAC-ZZ000018-04 | Control Panel Model CR 205200-DANFOSS-CRAC-ZZ000018-04 | 85371000 | CONTROL PANEL MODEL CR 205200-DANFOSS | Nos. | Site Specific | KFC / PH | Varifiable
|  |  |  | Negative Temp Evaporator Unit-6K New-RUAL00614-I-N | Negative Temp Evaporator Unit-6K New-RUAL00614-I-N | Negative Temp Evaporator Unit-6K New-RUAL00614-I-N | 84189900 | NEGATIVE TEMP EVAPORATOR UNIT-6K | Nos. | Site Specific | KFC / PH | Varifiable
|  |  |  | Negative Temp Evaporator Unit-9K New-RUAL00914-I-N | Negative Temp Evaporator Unit-9K New-RUAL00914-I-N | Negative Temp Evaporator Unit-9K New-RUAL00914-I-N | 84189900 | NEGATIVE TEMP EVAPORATOR UNIT-9K NEW | Nos. | Site Specific | KFC / PH | Varifiable
|  |  |  | Negative Temp Evaporator Unit-12K New-RUAL01214-I-N | Negative Temp Evaporator Unit-12K New-RUAL01214-I-N | Negative Temp Evaporator Unit-12K New-RUAL01214-I-N | 84189900 | NEGATIVE TEMP EVAPORATOR UNIT-12K NEW | Nos. | Site Specific | KFC / PH | Varifiable
|  |  |  | Condensing Unit Danfoss OP-LGHE068NTA06D-CRCO-DA000044-00 | Condensing Unit Danfoss OP-LGHE068NTA06D-CRCO-DA000044-00 | Condensing Unit Danfoss OP-LGHE068NTA06D-CRCO-DA000044-00 | 84189900 | CONDENSING UNIT DANFOSS OP-LGHE068NTA06D | Nos. | Site Specific | KFC / PH | Varifiable
|  |  |  | Condensing Unit Danfoss OP-LCHE096NTA06D-CRCO-DA000045-00 | Condensing Unit Danfoss OP-LCHE096NTA06D-CRCO-DA000045-00 | Condensing Unit Danfoss OP-LCHE096NTA06D-CRCO-DA000045-00 | 84189900 | CONDENSING UNIT DANFOSS OP-LCHE096NTA06D | Nos. | Site Specific | KFC / PH | Varifiable
|  |  |  | Condensing Unit Danfoss OP-LGHE108NTA06D-CRCO-DA000046-00 | Condensing Unit Danfoss OP-LGHE108NTA06D-CRCO-DA000046-00 | Condensing Unit Danfoss OP-LGHE108NTA06D-CRCO-DA000046-00 | 84189900 | CONDENSING UNIT DANFOSS OP-LGHE108NTA06D | Nos. | Site Specific | KFC / PH | Varifiable
|  |  |  | Condensing Unit Danfoss OP-LGHE136NTA06D-CRCO-DA000047-00 | Condensing Unit Danfoss OP-LGHE136NTA06D-CRCO-DA000047-00 | Condensing Unit Danfoss OP-LGHE136NTA06D-CRCO-DA000047-00 | 84189900 | CONDENSING UNIT DANFOSS OP-LGHE136NTA06D | Nos. | Site Specific | KFC / PH | Varifiable
|  |  |  | CONDENSING UNIT-RUAHOP0614 - R404A | CONDENSING UNIT-RUAHOP0614 - R404A | CONDENSING UNIT-RUAHOP0614 - R404A | 84189900 | CONDENSING UNIT-RUAHOP0614 - R404A | Nos. | Site Specific | KFC / PH | Varifiable
|  |  |  | EVP UNIT FOR POSITIVE TEPM 6K-R404A-RUAH 00614KP-I | EVP UNIT FOR POSITIVE TEPM 6K-R404A-RUAH 00614KP-I | EVP UNIT FOR POSITIVE TEPM 6K-R404A-RUAH 00614KP-I | 84189900 | EVP UNIT FOR POSITIVE TEPM 6K-R404A | Nos. | Site Specific | KFC / PH | Varifiable
|  |  |  | CONDENSING UNIT-RUAHOP1014- R404A-RUAHOP1014 | CONDENSING UNIT-RUAHOP1014- R404A-RUAHOP1014 | CONDENSING UNIT-RUAHOP1014- R404A-RUAHOP1014 | 84189900 | CONDENSING UNIT-RUAHOP1014- R404A | Nos. | Site Specific | KFC / PH | Varifiable
|  |  |  | EVP UNIT FOR POSITIVE TEPM 10K-R404A-RUAH01014KP-I | EVP UNIT FOR POSITIVE TEPM 10K-R404A-RUAH01014KP-I | EVP UNIT FOR POSITIVE TEPM 10K-R404A-RUAH01014KP-I | 84189901 | EVP UNIT FOR POSITIVE TEPM 10K-R404A | Nos. | Site Specific | KFC / PH | Varifiable
|  |  |  | CONDENSING UNIT-RUAHOP1514- R404A | CONDENSING UNIT-RUAHOP1514- R404A | CONDENSING UNIT-RUAHOP1514- R404A | 84189901 | CONDENSING UNIT-RUAHOP1514- R404A | Nos. | Site Specific | KFC / PH | Varifiable
|  |  |  | EVP UNIT FOR POSITIVE TEPM 15K-R404A-RUAH01514KP-I | EVP UNIT FOR POSITIVE TEPM 15K-R404A-RUAH01514KP-I | EVP UNIT FOR POSITIVE TEPM 15K-R404A-RUAH01514KP-I | 84189900 | EVP UNIT FOR POSITIVE TEPM 15K-R404A | Nos. | Site Specific | KFC / PH | Varifiable
|  |  |  | EVP UNIT FOR POSITIVE TEPM 20K-R404A-RUAH02014KP-I | EVP UNIT FOR POSITIVE TEPM 20K-R404A-RUAH02014KP-I | EVP UNIT FOR POSITIVE TEPM 20K-R404A-RUAH02014KP-I | 84189901 | EVP UNIT FOR POSITIVE TEPM 20K-R404A | Nos. | Site Specific | KFC / PH | Varifiable
|  |  |  | CONDENSING UNIT-RUAHOS2014- R404A | CONDENSING UNIT-RUAHOS2014- R404A | CONDENSING UNIT-RUAHOS2014- R404A | 84189900 | CONDENSING UNIT-RUAHOS2014- R404A | Nos. | Site Specific | KFC / PH | Varifiable
37a | Coldroom Installation Charges |  |  | INSTALLATION CHARGES-ZINST_CHG | INSTALLATION CHARGES-ZINST_CHG | INSTALLATION CHARGES-ZINST_CHG | 995468 | INSTALLATION CHARGES-ZINST_CHG | Nos. | Site Specific | KFC / PH | Non varifiable

## KFC Imported Equp (3) (hidden)
31 | Vendor | Photos | Capex Data | Proforma/PO/Invoice Description | Asset Master Description (WITHIN 40) | HSN Code | Rate | Characters | Brand | UOM |  | Identification
1 | Rite Equipments Pvt Ltd |  | VEGETABLE PREPARATION MACHINE - RG - 100 | VEGETABLE PREPARATION MACHINE - RG - 100 | VEGETABLE PREPARATION MACHINE-RG-100 | 84388090 | 96300 | 36 | KFC | 1 | Site specific | Varifiable
2 | Rite Equipments Pvt Ltd |  | SLICER 3mm / 63161 | SLICER 3mm / 63161 | SLICER 3mm/63161 | 82083000 | 7566 | 16 | KFC | 1 | Site specific | Varifiable
3 | Rite Equipments Pvt Ltd |  | SLICER 9mm/86030 | SLICER 9mm/86030 | SLICER 9mm/86030 | 82083000 | 7566 | 16 | KFC | 1 | Site specific | Varifiable
4 | Rite Equipments Pvt Ltd |  | SOFT SLICER 10mm/83364 | SOFT SLICER 10mm/83364 | SOFT SLICER 10mm/83364 | 82083000 | 11110 | 22 | KFC | 1 | Site specific | Varifiable
5 | Rite Equipments Pvt Ltd |  | JUILINNE 4x4mm/63128 | JUILINNE 4x4mm/63128 | JUILINNE 4x4mm/63128 | 82083000 | 8111 | 20 | KFC | 1 | Site specific | Varifiable
6 | Rite Equipments Pvt Ltd |  | DICING GRID 10x10mm/83292 | DICING GRID 10x10mm/83292 | DICING GRID 10x10mm/83292 | 82083000 | 10674 | 25 | KFC | 1 | Site specific | Varifiable
7 | Middleby Celfrost |  | KF-SFSSH75-2 /FD-PITCO Double Vat Gas Fryer With Computer And Filter | KF-SFSSH75-2 /FD-PITCO Double Vat Gas Fryer With Computer And Filter | KF-SFSSH75-2 /FD-PITCO Double Vat Gas Fryer With Computer And Filter | 84198110 | 530667 | 68 | KFC | 1 |  | Varifiable
8 | Middleby Celfrost |  | SFSSH55T- Pitco Split Vat Gas Fryer with Comp/fltr | SFSSH55T- Pitco Split Vat Gas Fryer with Comp/fltr | SFSSH55T- Pitco Split Vat Gas Fryer with Comp/fltr | 84198110 | 363076 | 50 | KFC | 1 |  | Varifiable
9 | Middleby Celfrost |  | KF- SFSE18-2/FD-Two 18" Electric Fryers | KF- SFSE18-2/FD-Two 18" Electric Fryers | KF- SFSE18-2/FD-Two 18" Electric Fryers | 84198110 |  | 39 | KFC | 1 | Electric Fryers / Optional | Varifiable
10 | Middleby Celfrost |  | KF-SFSE14T-PITCO Single Spilt Vat Electric Fryer With Computer VC 210 | KF-SFSE14T-PITCO Single Spilt Vat Electric Fryer With Computer VC 210 | KF-SFSE14T-PITCO Single Spilt Vat Electric Fryer With Computer VC 210 | 84198110 |  | 69 | KFC | 1 | Electric Fryers / Optional | Varifiable
11 | OSR |  | FABRISTEEL - UHC - F70 -316 | FABRISTEEL - UHC - F70 -316 | FABRISTEEL - UHC - F70 - 316 | 84198110 | 192451.5 | 28 | KFC | 2 |  | Varifiable
| OSR |  | FABRISTEEL - UHC - F70 -915 | FABRISTEEL - UHC - F70 -915 | FABRISTEEL - UHC - F70 - 915 | 84198110 |  | 28 | KFC |  | Optional | Varifiable
12 | Manitowoc |  | HLZ- Heated Landing Zone | HLZ- Heated Landing Zone | HLZ - Heated Landing Zone |  |  | 25 | KFC |  | Site specific | Varifiable
13 |  |  | HCW5 (old inventory) | HCW5 (old inventory) | HCW5 (old inventory) |  |  | 20 | KFC |  | Site specific | Varifiable
14 |  |  | HCW8 (old inventory) | HCW8 (old inventory) | HCW8 (old inventory) |  |  | 20 | KFC |  | Optional | Varifiable
15 | Franke |  | 24" Warming Bin,3-Tier YUM India | 24" Warming Bin,3-Tier YUM India | 24" Warming Bin,3-Tier YUM India | 84388090 | 64101.7 | 32 | KFC | 1 |  | Varifiable
16 | Mittal International |  | SCOTSMAN DICE ICE CUBE MACHINE MODEL NU308AS 230/50/1 | SCOTSMAN DICE ICE CUBE MACHINE MODEL NU308AS 230/50/1 | SCOTSMAN DICE ICE CUBE MACHINE MODEL NU308AS 230/50/1 | 84186910 | 117000 | 51 | KFC | 1 |  | Varifiable
17 | Mittal International |  | SCOTSMAN ICE BIN MODEL NB193 | SCOTSMAN ICE BIN MODEL NB193 | SCOTSMAN ICE BIN MODEL NB193 | 84189900 | 40000 | 28 | KFC | 1 |  | Varifiable
| Mittal International |  | INDIAN STORAGE BIN MODEL B-193 | INDIAN STORAGE BIN MODEL B-193 | INDIAN STORAGE BIN MODEL B-193 | 94031090 | 0 | 30 | KFC |  | Optional | Varifiable
18 | Mittal International |  | TAYLOR SLUSH FREEZER MODEL H-63 380-415V-50HZ 3N | TAYLOR SLUSH FREEZER MODEL H-63 380-415V-50HZ 3N | TAYLOR SLUSH FREEZER MODEL H-63 380-415V-50HZ 3N | 84186990 | 633081 | 48 | KFC | 1 | Site specific | Varifiable
19 | Middleby Celfrost |  | SG6H- PITCO SG6H Gas Fryer VC210 Installed With Hose For KFC | SG6H- PITCO SG6H Gas Fryer VC210 Installed With Hose For KFC | SG6H- PITCO SG6H Gas Fryer VC210 Installed With Hose For KFC | 84198110 | 474056 | 60 | KFC | 1 |  | Varifiable
20 | Middleby Celfrost |  | KF-SE6H- Pitco Kf-Se6h 415/240 3ph Electric Fryer | KF-SE6H- Pitco Kf-Se6h 415/240 3ph Electric Fryer | KF-SE6H- Pitco Kf-Se6h 415/240 3ph Electric Fryer | 84198110 |  | 49 | KFC | 1 | Electric Fryers / Optional | Varifiable
21 | Mittal International |  | VITAMIX BLENDER MODEL MM ADV/220-240/PREM CONE (BC 12) | VITAMIX BLENDER MODEL MM ADV/220-240/PREM CONE (BC 12) | VITAMIX BLENDER MODEL MM ADV/220-240/PREM CONE (BC 12) | 84198190 | 65000 | 54 | KFC | 1 |  | Varifiable
22 | Mittal International |  | PRINCE CASTLE VERTICAL CONVEYOR TOASTER MODEL 297-T9FCE | PRINCE CASTLE VERTICAL CONVEYOR TOASTER MODEL 297-T9FCE | PRINCE CASTLE VERTICAL CONVEYOR TOASTER MODEL 297-T9FCE | 85167200 | 169193 | 55 | KFC | 1 |  | Varifiable
23 | Mittal International |  | PRINCE CASTLE DEDICATED HOLDING BIN MODEL DHB2PT-33KFCCEF | PRINCE CASTLE DEDICATED HOLDING BIN MODEL DHB2PT-33KFCCEF | PRINCE CASTLE DEDICATED HOLDING BIN MODEL DHB2PT-33KFCCEF | 84198190 | 273816 | 57 | KFC | 2 | Site specific | Varifiable
24 | Mittal International |  | PRINCE CASTLE DEDICATED HOLDING BIN MODEL DHB2SS-46KFCCE | PRINCE CASTLE DEDICATED HOLDING BIN MODEL DHB2SS-46KFCCE | PRINCE CASTLE DEDICATED HOLDING BIN MODEL DHB2SS-46KFCCE | 84198190 | 223440 | 56 | KFC | 1 |  | Varifiable
25 | Middleby Celfrost |  | Commercial Oven - RMS 510 TS | Commercial Oven - RMS 510 TS | Commercial Oven - RMS 510 TS | 84198190 | 28000 | 28 | KFC | 1 |  | Varifiable
26 | Rational |  | KFC SelfCookingCentre - 061 | KFC SelfCookingCentre - 061 | KFC SelfCookingCentre - 061 | 84198120 |  | 27 | KFC | 1 | Optional | Varifiable
27 | Rational |  | KFC SelfCookingCentre - XS 6 2/3 | KFC SelfCookingCentre - XS 6 2/3 | KFC SelfCookingCentre - XS 6 2/3 | 84198120 | 325000 | 32 | KFC | 1 |  | Varifiable
28 | Middleby Celfrost |  | RCS 511 TSWI-MENU MASTER RCS 511 TSW | RCS 511 TSWI-MENU MASTER RCS 511 TSW | RCS 511 TSWI-MENU MASTER RCS 511 TSW | 84198190 |  | 36 | KFC | 1 | Optional | Varifiable
29 | Middleby Celfrost |  | GN-650TNM (NEW) Celfrost Professional 2 Door Reach In Refrigerator | GN-650TNM (NEW) Celfrost Professional 2 Door Reach In Refrigerator | GN-650TNM (NEW) Celfrost Professional 2 Door Reach In Refrigerator | 84185000 | 49500 | 66 | KFC | 1 |  | Varifiable
30 | B.S. International |  | Equip by T&S Wall Mounted Pre Rinse Unit 5PR-8WOO | Equip by T&S Wall Mounted Pre Rinse Unit 5PR-8WOO | Equip by T&S Wall Mounted Pre Rinse Unit 5PR-8WOO | 8481 | 16000 | 47 | KFC | 1 |  | Varifiable
31 | [11 empty] | Varifiable
32 | Franke |  | Non Veg Burger Station-1350 | Non Veg Burger Station-1350 | Non Veg Burger Station-1350 | 84388090 | 81500 | 27 | KFC | 1 |  | Varifiable
33 | Franke |  | Non Veg Burger Station-1000 | Non Veg Burger Station-1000 | Non Veg Burger Station-1000 | 84388090 | 138666 | 27 | KFC | 2 | Site specific | Varifiable
34 | Franke |  | Meat Freezer with Rack Fry/Basket | Meat Freezer with Rack Fry/Basket | Meat Freezer with Rack Fry/Basket | 84388090 | 49396.6 | 33 | KFC | 1 |  | Varifiable
35 | Franke |  | Krusher Station Small-Cup Lid/Monin bot | Krusher Station Small-Cup Lid/Monin bot | Krusher Station Small-Cup Lid/Monin bot | 84388090 | 65495.8 | 39 | KFC | 1 |  | Varifiable
36 | Franke |  | French Fries Dump Station-Express | French Fries Dump Station-Express | French Fries Dump Station-Express | 84388090 | 62569.5 | 33 | KFC |  | Optional | Varifiable
37 | Franke |  | Chip Dump Pass Through Station Double | Chip Dump Pass Through Station Double | Chip Dump Pass Through Station Double | 84388090 | 76237.3 | 37 | KFC | 1 |  | Varifiable
38 | Franke |  | Breading table -Single | Breading table -Single | Breading table -Single | 84388090 | 68500 | 22 | KFC | 1 |  | Varifiable
39 | Franke |  | Breading table - Double | Breading table - Double | Breading table - Double | 84388090 | 0 | 23 | KFC | 1 | Optional | Varifiable
40 | Franke |  | Marinator,KFC,W/O Pan Kit | Marinator,KFC,W/O Pan Kit | Marinator,KFC,W/O Pan Kit | 84388090 | 58000 | 25 | KFC | 1 |  | Varifiable
41 | Franke |  | Double Hot Drawer | Double Hot Drawer | Double Hot Drawer | 84388090 | 44242.4 | 17 | KFC | 1 |  | Varifiable
42 | Franke |  | Single Sink RH with UC chiller -1200 | Single Sink RH with UC chiller -1200 | Single Sink RH with UC chiller -1200 | 84388090 | 63500 | 36 | KFC | 1 |  | Varifiable
| Franke |  | Single Sink LH with UC chiller -1200 | Single Sink LH with UC chiller -1200 | Single Sink LH with UC chiller -1200 | 84388090 | 63500 | 36 | KFC |  |  | Varifiable
| Franke |  | Ref with Sink RHS -1500 | Ref with Sink RHS -1500 | Ref with Sink RHS -1500 | 84388090 |  | 23 | KFC |  | Optional | Varifiable
| Franke |  | Ref with Sink LHS -1500 | Ref with Sink LHS -1500 | Ref with Sink LHS -1500 | 84388090 |  | 23 | KFC |  | Optional | Varifiable
43 | Mittal International |  | PRINCE CASTLE CONTACT GRILL SINGLE MODEL CG8-1TP | PRINCE CASTLE CONTACT GRILL SINGLE MODEL CG8-1TP | PRINCE CASTLE CONTACT GRILL SINGLE MODEL CG8-1TP | 84198190 | 85000 | 48 | KFC | 1 |  | Varifiable
|  |  |  | FREIGHT CHARGES | FREIGHT CHARGES | [6 empty] | Non Verifiable

## Imported Equipment (3) (hidden)
31 | Vendor | Imported equipment - Long Description | Capex Data | Invoice Data | PO Data | Proforma Invoice Description | HSN Code | Brand | UOM
1 | Rite Equipments Pvt Ltd | Hobart vegetable cutter / Halde | Hobart vegetable cutter / Halde | Vegetable preparation machine - Halde : Model - RG 100 | Vegetable preparation machine - Halde : Model - RG 100 | Vegetable preparation machine - Halde : Model - RG 100 | 84388090 | KFC | 1
2 |  | Slicer 3mm / 63161 | Slicer 3mm / 63161 | Slicer 3mm / 63161 | Slicer 3mm / 63161 | Slicer 3mm / 63161 | 82083000 | KFC | 1
3 |  | slicer 9mm/86030 | slicer 9mm/86030 | slicer 9mm/86030 | slicer 9mm/86030 | slicer 9mm/86030 | 82083000 | KFC | 1
4 |  | Soft slicer 10mm/83364 | Soft slicer 10mm/83364 | Soft slicer 10mm/83364 | Soft slicer 10mm/83364 | Soft slicer 10mm/83364 | 82083000 | KFC | 1
5 |  | Juilinne 4x4mm/63128 | Juilinne 4x4mm/63128 | Juilinne 4x4mm/63128 | Juilinne 4x4mm/63128 | Juilinne 4x4mm/63128 | 82083000 | KFC | 1
6 |  | dicing Grid 10x10mm/83292 | dicing Grid 10x10mm/83292 | dicing Grid 10x10mm/83292 | dicing Grid 10x10mm/83292 | dicing Grid 10x10mm/83292 | 82083000 | KFC | 1
7 | Middleby Celfrost | KF-SSH75-2 Pitco double Vat Gas Fryer with Computer & Filter Drawer | KF-SSH75-2 Pitco double Vat Gas Fryer with Computer & Filter Drawer | KF-SSH75-2 Pitco double Vat Gas Fryer with Computer & Filter Drawer | KF-SSH75-2 Pitco double Vat Gas Fryer with Computer & Filter Drawer | KF-SSH75-2 Pitco double Vat Gas Fryer with Computer & Filter Drawer | 84198110 | KFC | 1
8 |  | KF-SFSSH55T - Pitco Fryer with Computer & filter Drawer | KF-SFSSH55T - Pitco Fryer with Computer & filter Drawer | KF-SFSSH55T - Pitco Fryer with Computer & filter Drawer | KF-SFSSH55T - Pitco Fryer with Computer & filter Drawer | KF-SFSSH55T - Pitco Fryer with Computer & filter Drawer | 84198110 | KFC | 1
9 | Middleby Celfrost | KF-SFSE18-2 Pitco Electric Fryer SFSE18-2 Two Full Tank with Solo filter | KF-SFSE18-2 Pitco Electric Fryer SFSE18-2 Two Full Tank with Solo filter | KF-SFSE18-2 Pitco Electric Fryer SFSE18-2 Two Full Tank with Solo filter | KF-SFSE18-2 Pitco Electric Fryer SFSE18-2 Two Full Tank with Solo filter | KF-SFSE18-2 Pitco Electric Fryer SFSE18-2 Two Full Tank with Solo filter | 84198110 | KFC | 1 | Electric Fryers / Optional
10 |  | KF-SFSE14T - Pitco Electric Fryer for KFCSFSE14T Split Tank with Solo Filter | KF-SFSE14T - Pitco Electric Fryer for KFCSFSE14T Split Tank with Solo Filter | KF-SFSE14T - Pitco Electric Fryer for KFCSFSE14T Split Tank with Solo Filter | KF-SFSSH55T - Pitco Fryer with Computer & filter Drawer | KF-SFSSH55T - Pitco Fryer with Computer & filter Drawer | 84198110 | KFC | 1
11 | OSR | Holding Cabinet full Size - Pass Thru | Holding Cabinet full Size - Pass Thru | Holding Cabinet full Size - Pass Thru | Fabristeel - UHC - F70-316 | Fabristeel - UHC - F70-316 | 84198110 | KFC | 2
12 | Manitowoc | HLZ- Heated Landing Zone | HLZ- Heated Landing Zone | HLZ- Heated Landing Zone
13 |  | HCW5 (old inventory) | HCW5 (old inventory) | HCW5 (old inventory)
14 |  | HCW8 (old inventory) | HCW8 (old inventory) | HCW8 (old inventory)
15 | Franke | 24" Warming Bin - 3 Tier | 24" Warming Bin - 3 Tier | 24" Warming Bin - 3 Tier | 24" Warming Bin - 3 Tier | 24" Warming Bin - 3 Tier | 84388090 | KFC | 1
16 | Mittal International | Scotsman Ice Cube machine - Model NW308 | Scotsman Ice Cube machine - Model NW308 | Scotsman Ice Cube machine - Model NW308 | Scotsman Ice Cube machine - Model NW308 | Scotsman Ice Cube machine - Model NW308 | 8418 | KFC | 1
17 |  | Scotsman Ice Bin - Model NB193 | Scotsman Ice Bin - Model NB193 | Scotsman Ice Bin - Model NB193 | Scotsman Ice Bin - Model NB193 | Scotsman Ice Bin - Model NB193 | 8418 | KFC | 1
18 | Mittal International | Taylor Dairy Slush Machine for Krushers (H-63) | Taylor Dairy Slush Machine for Krushers (H-63) | Taylor Dairy Slush Machine for Krushers (H-63) | Taylor Dairy Slush Machine for Krushers (H-63) | Taylor Dairy Slush Machine for Krushers (H-63) | 84180000 | KFC | 1
19 | Middleby Celfrost | KF-SG6H- PITCO 6 Head Gas Fryer with Filter and computer controls | KF-SG6H - Pitco SG6H Gas Fryer VC210 installed with hose for KFC | KF-SG6H - Pitco SG6H Gas Fryer VC210 installed with hose for KFC | KF-SG6H - Pitco SG6H Gas Fryer VC210 installed with hose for KFC | KF-SG6H - Pitco SG6H Gas Fryer VC210 installed with hose for KFC | 84198110 | KFC | NOS.
20 | Middleby Celfrost | KF-SE6H- One 18" Electric Fryer (Six Head Open Rack), Built in filter drawer | KF-SE6H- One 18" Electric Fryer (Six Head Open Rack), Built in filter drawer | KF-SE6H- One 18" Electric Fryer (Six Head Open Rack), Built in filter drawer | KF-SE6H- One 18" Electric Fryer (Six Head Open Rack), Built in filter drawer | KF-SG6H - Pitco SG6H Gas Fryer VC210 installed with hose for KFC | 84198110 | KFC | 1 | Electric Fryers / Optional
21 | Mittal International | Vitamix Blender - MM ADV /Prem CONE (BC 12) | Vitamix Blender - MM ADV /Prem CONE (BC 12) | Vitamix Blender - MM ADV /Prem CONE (BC 12) | Vitamix Blender - MM ADV /Prem CONE (BC 12) | Vitamix Blender - MM ADV /Prem CONE (BC 12) | 8418 | KFC | 1
22 |  | Prince Castle - Vertical toaster (complete with accessories) | Prince Castle Vertical Taoster - Model 297-T9F | Prince Castle Vertical Taoster - Model 297-T9F | Prince Castle Vertical Taoster - Model 297-T9F | Prince Castle Vertical Taoster - Model 297-T9F | 8419 | KFC | 1
23 |  | Dedicated Holding Bins - Prince Castle - DHB2SS - 33KFCCEF | Dedicated Holding Bins - Prince Castle - DHB2SS - 33KFCCEF | Dedicated Holding Bins - Prince Castle - DHB2SS - 33KFCCEF | Dedicated Holding Bins - Prince Castle - DHB2SS - 33KFCCEF | Dedicated Holding Bins - Prince Castle - DHB2SS - 33KFCCEF | 8419 | KFC | 2
24 |  | Dedicated Holding Bins - Prince Castle - DHB2SS - 46KFCCEF | Dedicated Holding Bins - Prince Castle - DHB2SS - 46KFCCEF | Dedicated Holding Bins - Prince Castle - DHB2SS - 46KFCCEF | Dedicated Holding Bins - Prince Castle - DHB2SS - 46KFCCEF | Dedicated Holding Bins - Prince Castle - DHB2SS - 46KFCCEF | 8419 | KFC | 2
25 | Middleby Celfrost | Commercial Oven - RMS - 510 TS | Commercial Oven - RMS - 510 TS | Commercial Oven - RMS - 510 TS | Commercial Oven - RMS - 510 TS | Commercial Oven - RMS - 510 TS | 84198190 | KFC | 1
26 | Rational | KFC Self Cooking Centre - 061 | KFC Self Cooking Centre - 061 | KFC Self Cooking Centre - 061 | KFC Self Cooking Centre - 061 | KFC Self Cooking Centre - 061 |  | KFC | 1 | Optional
27 | Rational | KFC self cooking centre - XS 6 2/3 | KFC self cooking centre - XS 6 2/3 | KFC self cooking centre - XS 6 2/3 | KFC self cooking centre - XS 6 2/3 | KFC self cooking centre - XS 6 2/3 |  | KFC | 1
28 | Middleby Celfrost | Commercial Oven - RCS - 511 TSW | Commercial Oven - RCS - 511 TSW | Commercial Oven - RCS - 511 TSW | Commercial Oven - RCS - 511 TSW | Commercial Oven - RCS - 511 TSW | 84198190 | KFC | 1 | Optional
29 |  | GN-650TNM (NEW) Celfrost professional 2 door reach in refrigerator | GN-650TNM (NEW) Celfrost professional 2 door reach in refrigerator | GN-650TNM (NEW) Celfrost professional 2 door reach in refrigerator | GN-650TNM (NEW) Celfrost professional 2 door reach in refrigerator | GN-650TNM (NEW) Celfrost professional 2 door reach in refrigerator | 84185000 | KFC | 1
30 | B.S. International | T & S Wall Mounted Pre Rinse Unit 5PR-8WOO | T & S Wall Mounted Pre Rinse Unit 5PR-8WOO | T & S Wall Mounted Pre Rinse Unit 5PR-8WOO | T & S Wall Mounted Pre Rinse Unit 5PR-8WOO | T & S Wall Mounted Pre Rinse Unit 5PR-8WOO |  | KFC | 1
31 |  | Local HOT & Cold equipments - Franke
32 | Franke | Combined Burger Station O/s 1350 X 900 X 800 on wheel, | Combined Burger Station O/s 1350 X 900 X 800 on wheel, | Combined Burger Station O/s 1350 X 900 X 800 on wheel, | Combined Burger Station O/s 1350 X 900 X 800 on wheel, | Combined Burger Station O/s 1350 X 900 X 800 on wheel, | 84388090 | KFC | 1
33 |  | Burger Station O/s 1000 X 900 X 800 on wheel, | Burger Station O/s 1000 X 900 X 800 on wheel, | Burger Station O/s 1000 X 900 X 800 on wheel, | Burger Station O/s 1000 X 900 X 800 on wheel, | Burger Station O/s 1000 X 900 X 800 on wheel, | 84388090 | KFC | 2 | Optional
34 |  | Meat Freezer 457mm with Rack Fry Basket | Meat Freezer 457mm with Rack Fry Basket | Meat Freezer 457mm with Rack Fry Basket | Meat Freezer 457mm with Rack Fry Basket | Meat Freezer 457mm with Rack Fry Basket | 84388090 | KFC | 1
35 |  | Krusher st 1000w Glass disp+Lid & Monin holder | Krusher st 1000w Glass disp+Lid & Monin holder | Krusher st 1000w Glass disp+Lid & Monin holder | Krusher st 1000w Glass disp+Lid & Monin holder | Krusher st 1000w Glass disp+Lid & Monin holder | 84388090 | KFC | 1
36 |  | French Fries Dump St O/s 600X 725 (Express) | French Fries Dump St O/s 600X 725 (Express) | French Fries Dump St O/s 600X 725 (Express) | French Fries Dump St O/s 600X 725 (Express) | French Fries Dump St O/s 600X 725 (Express) | 84388090 | KFC
37 |  | French Fries Dump St (Pass-thru) | French Fries Dump St (Pass-thru) | French Fries Dump St (Pass-thru) | French Fries Dump St (Pass-thru) | French Fries Dump St (Pass-thru) | 84388090 | KFC | 1
38 |  | Breading Table, Single with all accessories | Breading Table, Single with all accessories | Breading Table, Single with all accessories | Breading Table, Single with all accessories | Breading Table, Single with all accessories | 84388090 | KFC | 1
39 |  | Dual Breading Table, with all accessories (1950mm) | Dual Breading Table, with all accessories (1950mm) | Dual Breading Table, with all accessories (1950mm) | Dual Breading Table, with all accessories (1950mm) | Dual Breading Table, with all accessories (1950mm) | 84388090 | KFC | 1
40 |  | Marinator without Poly Lugs | Marinator without Poly Lugs | Marinator without Poly Lugs | Marinator without Poly Lugs | Marinator without Poly Lugs | 84388090 | KFC | 1
41 |  | Double Hot Drawer | Double Hot Drawer | Double Hot Drawer | Double Hot Drawer | Double Hot Drawer | 84388090 | KFC | 1
42 |  | Veg Prep Table with Sink (LHS & RHS) & U/ counter Chiller, O/s 1200 X 750 X 800 mm | Veg Prep Table with Sink (LHS & RHS) & U/ counter Chiller, O/s 1200 X 750 X 800 mm | Veg Prep Table with Sink (LHS & RHS) & U/ counter Chiller, O/s 1200 X 750 X 800 mm | Veg Prep Table with Sink (LHS & RHS) & U/ counter Chiller, O/s 1200 X 750 X 800 mm | Veg Prep Table with Sink (LHS & RHS) & U/ counter Chiller, O/s 1200 X 750 X 800 mm | 84388090 | KFC | 1
43 | Mittal International | Single Contact Griller - Prince Castle CG8 1TP | Single Contact Griller - Prince Castle CG8 1TP | Single Contact Griller - Prince Castle CG8 1TP | Single Contact Griller - Prince Castle CG8 1TP | Single Contact Griller - Prince Castle CG8 1TP | 8419 | KFC | 1

## PH Imported Equipment (3) (hidden)
Sr. No. | Vendor | Equipment name / Capex Description / Short Des | Imported equipment - Long Description | Proforma Invoice Description | PO Description | Invoice Description | HSN Code | Brand | UOM | PHOTO | Proforma / PO / Invoice Description | Asset Master Description (WITHIN 40) | Character | Rate | Identification
1 | Meghdoot | Retarder Single Door | Retarder Single Door | Retarder Single Door | Retarder Single Door | Retarder Single Door | 84186990 | PH | EA |  | RETARDER SINGLE DOOR | RETARDER SINGLE DOOR | 20 | 72250 | Varifiable
2 |  | Proofers with Single Door | Proofers with Single Door | Proofers with Single Door | Proofers with Single Door | Proofers with Single Door | 85166000 | PH | EA |  | PROOFER WITH SINGLE DOOR | PROOFER WITH SINGLE DOOR | 24 | 63750 | Varifiable
3 | Western Refrigeration | Reachin Freezer | Stainless steel Reachin Freezers - 2 Door - HFW-77MS4-IC | Stainless steel Reachin Freezers - 2 Door - HFW-77MS4-IC | Stainless steel Reachin Freezers - 2 Door - HFW-77MS4-IC | Stainless steel Reachin Freezers - 2 Door - HFW-77MS4-IC | 8418 | PH | EA |  | STAINLESS STEEL REACHIN FREEZERS - 2 DOOR - HFW-77MS4-IC | STAINLESS STEEL REACHIN FREEZERS-2 DOOR | 39 | 59500 | Varifiable
4 |  | Reach in Chiller | Stainless steel Reachin Chiller - 2 Door - HRW-77MS4 | Stainless steel Reachin Chiller - 2 Door - HRW-77MS4 | Stainless steel Reachin Chiller - 2 Door - HRW-77MS4 | Stainless steel Reachin Chiller - 2 Door - HRW - 77MS4 | 8418 | PH | EA |  | STAINLESS STEEL REACHIN CHILLER - 2 DOOR - HRW - 77MS4 | STAINLESS STEEL REACHIN CHILLER-2 DOOR | 38 | 51000 | Varifiable
5 |  | Reach in chiller/Freezer | Stainless steel Reachin Freezer-Chiller - 2 Door - HRFW-77MS4 | Stainless steel Reachin Freezer-Chiller - 2 Door - HRFW-77MS4 | Stainless steel Reachin Freezer-Chiller - 2 Door - HRFW-77MS4 | Stainless steel Reachin Freezer-Chiller - 2 Door - HRFW-77MS4 | 8418 | PH | EA |  | STAINLESS STEEL REACHIN FREEZER-CHILLER - 2 DOOR - HRFW-77MS4 | STAINLESS STEEL REACHIN FREEZER-CHILLER | 39 | 63000 | Varifiable
6 | Middleby Celfrost | CF 560-Two Lid Hard Top Chest Freezer | 2 Lid hard top Chest Freezer - CF 560 | 2 Lid hard top Chest Freezer - CF 560 | 2 Lid hard top Chest Freezer - CF 560 | CF 560 Two Lid Hard Top Chest Freezer | 84183010 | PH | EA |  | CF 560-Two Lid Hard Top Chest Freezer | CF 560-Two Lid Hard Top Chest Freezer | 37 | 25300 | Varifiable
Imported equipment | [14 empty] | Varifiable
7 | Mittal International | T&S PRE RINSE UNIT EX-1DP00-H | T&S PRE RINSE UNIT EX-1DP00-H | Pre rinse unit - T & S EX - 1DP00-H | Pre rinse unit - T & S EX - 1DP00-H | T & S Pre Rinse unit - Model EX-1DPOOH | 8419 | PH | EA |  | T&S PRE RINSE UNIT EX-1DP00-H | T&S PRE RINSE UNIT EX-1DP00-H | 29 | 16000 | Varifiable
8 | Middleby Celfrost | Ps840g- Middleby Marshall Wow Oven | Ps840g- Middleby Marshall Wow Oven | PS840G - Middleby Marshall Wow Gas Oven | PS840G - Middleby Marshall Wow Gas Oven | PS840G - Middleby Marshall Wow Gas Oven | 84172000 | PH | EA |  | Ps840g- Middleby Marshall Wow Oven | Ps840g- Middleby Marshall Wow Oven | 34 | 620000 | Varifiable
8a |  | Panel 840g-Oven Panel for 840G-Black Color | Panel 840g-Oven Panel for 840G-Black Color | Panel PS840G - Oven Panel for PS840G-Black Color | Panel PS840G - Oven Panel for PS840G-Black Color | Panel PS840G - Oven Panel for PS840G-Black Color | 84198190 | PH | EA |  | Panel 840g-Oven Panel for 840G-Black Color | Panel 840g-Oven Panel for 840G-Black Color | 42 | 49000 | Varifiable
8b |  | Oven Top & Trolly | Oven Top & Trolly | Oven Top & Trolley - PS840G (Single Deck) | Oven Top & Trolley - PS840G (Single Deck) | Oven Top & Trolley | 94032090 | PH | EA |  | Oven Top & Trolly | Oven Top & Trolly | 17 |  | Varifiable
9 | Apex Kitchen Solution | HL-400-2 MIXER (HOBART) | HL-400-2 MIXER (HOBART) | Dough Mixer - Hobart - HL400 | Dough Mixer - Hobart - HL400 | Dough Mixer - Hobart - HL400 | 8438 | PH | EA |  | HL-400-2 MIXER (HOBART) | HL-400-2 MIXER (HOBART) | 23 | 470000 | Varifiable
10 |  | MRS-11 ACME DOUBLE PASS 4 ROLLERS | MRS-11 ACME DOUBLE PASS 4 ROLLERS | Dough Sheeter - ACME - MRS1100 | Dough Sheeter - ACME - MRS1100 | Dough Sheeter - ACME - MRS1100 | 8438 | PH | EA |  | MRS-11 ACME DOUBLE PASS 4 ROLLERS | MRS-11 ACME DOUBLE PASS 4 ROLLERS | 33 | 309397 | Varifiable
11 | Mittal International | VITAMIX BLENDER MODEL BB ADV/.9L ADV/220-240V/RED | VITAMIX BLENDER MODEL BB ADV/.9L ADV/220-240V/RED | Blender - Vitamix Barboss Advance | Blender - Vitamix Barboss Advance | Vitamix Blender - Model DM ADV | 84198120 | PH | EA |  | VITAMIX BLENDER MODEL BB ADV/.9L ADV/220-240V/RED | VITAMIX BLENDER MODEL BB ADV/.9L ADV/220-240V/RED | 47 | 38000 | Varifiable
|  | VITAMIX BLENDER MODEL DM ADV/.9L ADV/220-240V/SLV | VITAMIX BLENDER MODEL DM ADV/.9L ADV/220-240V/SLV |  |  |  | 84198120 |  |  |  | VITAMIX BLENDER MODEL DM ADV/.9L ADV/220-240V/SLV | VITAMIX BLENDER MODEL DM ADV/.9L ADV/220-240V/SLV | 47 |  | Varifiable
12 |  | SCOTSMAN DICE ICE CUBE MACHINE MODEL NU220AS 230/50/1 | SCOTSMAN DICE ICE CUBE MACHINE MODEL NU220AS 230/50/1 | Ice Cube Machine - Scotsman NU 220 | Ice Cube Machine - Scotsman NU 220 | Scotsman Ice Cube Machine - Model NU220 | 84186910 | PH | EA |  | SCOTSMAN DICE ICE CUBE MACHINE MODEL NU220AS 230/50/1 | SCOTSMAN DICE ICE CUBE MACHINE MODEL NU220AS 230/50/1 | 53 | 92000 | Varifiable
13 | Franke | 6 Ft Make Table with Glass Door | 6 Ft Make Table with Glass Door | 6 feet make table (new glass top) inc. all GN pans | 6 feet make table (new glass top) inc. all GN pans | 1.75m Opened Make Table with Glass Door | 84388090 | PH | EA |  | 6 Ft Make Table with Glass Door | 6 Ft Make Table with Glass Door | 31 | 153075 | Varifiable
13a |  | 4 Ft Make Table with Glass Door | 4 Ft Make Table with Glass Door | 4 feet make table (new glass top) inc. all GN pans | 4 feet make table (new glass top) inc. all GN pans | 4' Opened Make Table with Glass Door | 84388090 | PH | EA |  | 4 Ft Make Table with Glass Door | 4 Ft Make Table with Glass Door | 31 | 128725 | Varifiable
13b |  | 8 Ft Make Table with Glass Door | 8 Ft Make Table with Glass Door | 8 feet make table (new glass top) inc. all GN pans | 8 feet make table (new glass top) inc. all GN pans | 8 feet make table (new glass top) inc. all GN pans | 84388090 | PH | EA |  | 8 Ft Make Table with Glass Door | 8 Ft Make Table with Glass Door | 31 | 210000 | Varifiable

## Sheet27 (hidden)
Sr. No. | Proforma Invoice Description | PO Description | Invoice Description | HSN CODE | Unit | Rate | Identification
1 | Ceiling suspended Air Handling Unit - DX Type | Ceiling suspended Air Handling Unit - DX Type | Ceiling suspended Air Handling Unit - DX Type
a | 5200 CFM, 13 TR | 5200 CFM, 13 TR | 5200 CFM, 13 TR |  | Nos. | 182500 | Varifiable
b | 5000 CFM, 12.5 TR | 5000 CFM, 12.5 TR | 5000 CFM, 12.5 TR |  | Nos. | 153000 | Varifiable
c | 4500 CFM, 11 TR | 4500 CFM, 11 TR | 4500 CFM, 11 TR |  | Nos. | 82000 | Varifiable
d | 3500 CFM, 8.5 TR | 3500 CFM, 8.5 TR | 3500 CFM, 8.5 TR |  | Nos. | 78000 | Varifiable
1.1 | Air Cooled Condensing Unit - DX Type | Air Cooled Condensing Unit - DX Type | Air Cooled Condensing Unit - DX Type
a | 17.0TR Condenser unit | 17.0TR Condenser unit | 17.0TR Condenser unit | 84159000 | Nos. |  | Varifiable
b | 11.0TR Condenser unit | 11.0TR Condenser unit | 11.0TR Condenser unit | 84159000 | Nos. | 92000 | Varifiable
c | 8.5TR Condenser unit | 8.5TR Condenser unit | 8.5TR Condenser unit | 84159000 | Nos. | 77000 | Varifiable
d | 5.5TR Condenser unit | 5.5TR Condenser unit | 5.5TR Condenser unit | 84159000 | Nos. | 48800 | Varifiable
2.1 | Hi Wall Split Units (DX) | Hi Wall Split Units (DX) | Hi Wall Split Units (DX)
a | 1.0 TR Split Ac. | 1.0 TR Split Ac. | 1.0 TR Split Ac. | 84159000 | Nos | 23000 | Varifiable
b | 1.5 TR Split Ac. | 1.5 TR Split Ac. | 1.5 TR Split Ac. | 84159000 | Nos | 28000 | Varifiable
c | 2.0 TR Split Ac. | 2.0 TR Split Ac. | 2.0 TR Split Ac. | 84159000 | Nos | 34000 | Varifiable
d | 1.0 TR Inverter Ac. | 1.0 TR Inverter Ac. | 1.0 TR Inverter Ac. | 84159000 | Nos | 27000 | Varifiable
e | 1.5 TR Inverter Ac. | 1.5 TR Inverter Ac. | 1.5 TR Inverter Ac. | 84159000 | Nos | 33000 | Varifiable
f | 2.0 TR Inverter Ac. | 2.0 TR Inverter Ac. | 2.0 TR Inverter Ac. | 84158210 | Nos | 40000 | Varifiable
3.1 | Cassette Units (DX) | Cassette Units (DX) | Cassette Units (DX)
a | 1.5 TR Cassette | 1.5 TR Cassette | 1.5 TR Cassette |  | Nos | 40500 | Varifiable
b | 2.0 TR Cassette | 2.0 TR Cassette | 2.0 TR Cassette |  | Nos | 48000 | Varifiable
c | 2.5 TR Cassette | 2.5 TR Cassette | 2.5 TR Cassette |  | Nos |  | Varifiable
d | 3.0 TR Cassette | 3.0 TR Cassette | 3.0 TR Cassette |  | Nos | 65000 | Varifiable
e | 3.5 TR Cassette | 3.5 TR Cassette | 3.5 TR Cassette |  | Nos |  | Varifiable
f | 4.0 TR Cassette | 4.0 TR Cassette | 4.0 TR Cassette |  | Nos | 75000 | Varifiable
g | 1.5 TR Inverter Cassette | 1.5 TR Inverter Cassette | 1.5 TR Inverter Cassette |  | Nos |  | Varifiable
h | 2.0 TR Inverter Cassette | 2.0 TR Inverter Cassette | 2.0 TR Inverter Cassette |  | Nos | 74000 | Varifiable
i | 2.5 TR Inverter Cassette | 2.5 TR Inverter Cassette | 2.5 TR Inverter Cassette |  | Nos |  | Varifiable
j | 3.0 TR Inverter Cassette | 3.0 TR Inverter Cassette | 3.0 TR Inverter Cassette |  | Nos | 107000 | Varifiable
k | 3.5 TR Inverter Cassette | 3.5 TR Inverter Cassette | 3.5 TR Inverter Cassette |  | Nos |  | Varifiable
l | 4.0 TR Inverter Cassette | 4.0 TR Inverter Cassette | 4.0 TR Inverter Cassette |  | Nos | 111000 | Varifiable
m | 1.5 TR Round flow Cassette | 1.5 TR Round flow Cassette | 1.5 TR Round flow Cassette |  | Nos |  | Varifiable
n | 1.8 TR Round flow Cassette | 1.8 TR Round flow Cassette | 1.8 TR Round flow Cassette |  | Nos |  | Varifiable
o | 2.2 TR Round flow Cassette | 2.2 TR Round flow Cassette | 2.2 TR Round flow Cassette |  | Nos |  | Varifiable
p | 2.5 TR Round flow Cassette | 2.5 TR Round flow Cassette | 2.5 TR Round flow Cassette |  | Nos |  | Varifiable
q | 3.0 TR Round flow Cassette | 3.0 TR Round flow Cassette | 3.0 TR Round flow Cassette |  | Nos |  | Varifiable
r | 3.7 TR Round flow Cassette | 3.7 TR Round flow Cassette | 3.7 TR Round flow Cassette |  | Nos |  | Varifiable
s | 4.1 TR Round flow Cassette | 4.1 TR Round flow Cassette | 4.1 TR Round flow Cassette |  | Nos |  | Varifiable
t | 4.5 TR Round flow Cassette | 4.5 TR Round flow Cassette | 4.5 TR Round flow Cassette
4.1 | Ductable Units (DX) | Ductable Units (DX) | Ductable Units (DX)
a | 3.0 TR Ductable Unit | 3.0 TR Ductable Unit | 3.0 TR Ductable Unit | 84158210 | Nos | 41500 | Varifiable
b | 5.5 TR Ductable Unit | 5.5 TR Ductable Unit | 5.5 TR Ductable Unit | 84158210 | Nos | 65000 | Varifiable
c | 8.5 TR Ductable Unit | 8.5 TR Ductable Unit | 8.5 TR Ductable Unit | 84158210 | Nos | 98000 | Varifiable
d | 11.0TR Ductable Unit | 11.0TR Ductable Unit | 11.0TR Ductable Unit | 84158210 | Nos | 122000 | Varifiable
5.1 | Furred In AC (Low Static Duct) – DX FCU
a | 1.5 TR FCU Unit | 1.5 TR FCU Unit | 1.5 TR FCU Unit | 84151010 | Nos | 26700 | Varifiable
b | 2.0 TR FCU Unit | 2.0 TR FCU Unit | 2.0 TR FCU Unit | 84151010 | Nos | 33000 | Varifiable
c | 2.5 TR FCU Unit | 2.5 TR FCU Unit | 2.5 TR FCU Unit | 84151010 | Nos |  | Varifiable
d | 3.0 TR FCU Unit | 3.0 TR FCU Unit | 3.0 TR FCU Unit | 84151010 | Nos |  | Varifiable
5 | VENTILATION UNIT FOR KITCHEN & TOILET
5.1 | Fresh Air Unit | Fresh Air Unit | Fresh Air Unit
a | 4500 CFM | 4500 CFM | 4500 CFM
| 4500 CFM Static Pressure: 30 mm | 4500 CFM Static Pressure: 30 mm | 4500 CFM Static Pressure: 30 mm |  | Nos | 72675 | Varifiable
| 4500 CFM Static Pressure: 40 mm | 4500 CFM Static Pressure: 40 mm | 4500 CFM Static Pressure: 40 mm |  | Nos | 74100 | Varifiable
| 4500 CFM Static Pressure: 50 mm | 4500 CFM Static Pressure: 50 mm | 4500 CFM Static Pressure: 50 mm |  | Nos | 75525 | Varifiable
| 4500 CFM Static Pressure: 60 mm | 4500 CFM Static Pressure: 60 mm | 4500 CFM Static Pressure: 60 mm |  | Nos | 76950 | Varifiable
b | 2500 CFM
| 2500 CFM Static Pressure: 30 mm | 2500 CFM Static Pressure: 30 mm | 2500 CFM Static Pressure: 30 mm |  | Nos | 59850 | Varifiable
| 2500 CFM Static Pressure: 40 mm | 2500 CFM Static Pressure: 40 mm | 2500 CFM Static Pressure: 40 mm |  | Nos | 60800 | Varifiable
| 2500 CFM Static Pressure: 50 mm | 2500 CFM Static Pressure: 50 mm | 2500 CFM Static Pressure: 50 mm |  | Nos | 61750 | Varifiable
| 2500 CFM Static Pressure: 60 mm | 2500 CFM Static Pressure: 60 mm | 2500 CFM Static Pressure: 60 mm |  | Nos | 62700 | Varifiable
5.2 | Wet Scrubber Unit | Wet Scrubber Unit | Wet Scrubber Unit
a | 4500 CFM | 4500 CFM | 4500 CFM
| 4500 CFM Static Pressure: 30 mm | 4500 CFM Static Pressure: 30 mm | 4500 CFM Static Pressure: 30 mm |  | Nos | 91000 | Varifiable
| 4500 CFM Static Pressure: 40 mm | 4500 CFM Static Pressure: 40 mm | 4500 CFM Static Pressure: 40 mm |  | Nos | 92000 | Varifiable
| 4500 CFM Static Pressure: 50 mm | 4500 CFM Static Pressure: 50 mm | 4500 CFM Static Pressure: 50 mm |  | Nos | 93000 | Varifiable
| 4500 CFM Static Pressure: 60 mm | 4500 CFM Static Pressure: 60 mm | 4500 CFM Static Pressure: 60 mm |  | Nos | 94000 | Varifiable
b | 2500 CFM | 2500 CFM | 2500 CFM |  |  |  | Varifiable
| 2500 CFM Static Pressure: 30 mm | 2500 CFM Static Pressure: 30 mm | 2500 CFM Static Pressure: 30 mm |  | Nos | 79800 | Varifiable
| 2500 CFM Static Pressure: 40 mm | 2500 CFM Static Pressure: 40 mm | 2500 CFM Static Pressure: 40 mm |  | Nos | 80750 | Varifiable
| 2500 CFM Static Pressure: 50 mm | 2500 CFM Static Pressure: 50 mm | 2500 CFM Static Pressure: 50 mm |  | Nos | 81700 | Varifiable
| 2500 CFM Static Pressure: 60 mm | 2500 CFM Static Pressure: 60 mm | 2500 CFM Static Pressure: 60 mm |  | Nos | 82650 | Varifiable
5.3 | Air Washer Unit | Air Washer Unit | Air Washer Unit | 8414
a | 4500 CFM | 4500 CFM | 4500 CFM
| 4500 CFM Static Pressure: 30 mm | 4500 CFM Static Pressure: 30 mm | 4500 CFM Static Pressure: 30 mm | 8414 | Nos | 111150 | Varifiable
| 4500 CFM Static Pressure: 40 mm | 4500 CFM Static Pressure: 40 mm | 4500 CFM Static Pressure: 40 mm | 8414 | Nos | 112100 | Varifiable
| 4500 CFM Static Pressure: 50 mm | 4500 CFM Static Pressure: 50 mm | 4500 CFM Static Pressure: 50 mm | 8414 | Nos | 113050 | Varifiable
| 4500 CFM Static Pressure: 60 mm | 4500 CFM Static Pressure: 60 mm | 4500 CFM Static Pressure: 60 mm | 8414 | Nos | 114000 | Varifiable
b | 2500 CFM | 2500 CFM | 2500 CFM
| 2500 CFM Static Pressure: 30 mm | 2500 CFM Static Pressure: 30 mm | 2500 CFM Static Pressure: 30 mm | 8414 | Nos | 95475 | Varifiable
| 2500 CFM Static Pressure: 40 mm | 2500 CFM Static Pressure: 40 mm | 2500 CFM Static Pressure: 40 mm | 8414 | Nos | 96425 | Varifiable
| 2500 CFM Static Pressure: 50 mm | 2500 CFM Static Pressure: 50 mm | 2500 CFM Static Pressure: 50 mm | 8414 | Nos | 97375 | Varifiable
| 2500 CFM Static Pressure: 60 mm | 2500 CFM Static Pressure: 60 mm | 2500 CFM Static Pressure: 60 mm | 8414 | Nos | 98325 | Varifiable
5.4 | Exhaust Air Unit | Exhaust Air Unit | Exhaust Air Unit
a | 4500 CFM | 4500 CFM | 4500 CFM
| 4500 CFM Static Pressure: 30 mm | 4500 CFM Static Pressure: 30 mm | 4500 CFM Static Pressure: 30 mm |  | Nos | 83790 | Varifiable
| 4500 CFM Static Pressure: 40 mm | 4500 CFM Static Pressure: 40 mm | 4500 CFM Static Pressure: 40 mm |  | Nos | 84721 | Varifiable
| 4500 CFM Static Pressure: 50 mm | 4500 CFM Static Pressure: 50 mm | 4500 CFM Static Pressure: 50 mm |  | Nos | 85652 | Varifiable
| 4500 CFM Static Pressure: 60 mm | 4500 CFM Static Pressure: 60 mm | 4500 CFM Static Pressure: 60 mm |  | Nos | 86583 | Varifiable
b | 2500 CFM | 2500 CFM | 2500 CFM
| 2500 CFM Static Pressure: 30 mm | 2500 CFM Static Pressure: 30 mm | 2500 CFM Static Pressure: 30 mm |  | Nos | 65550 | Varifiable
| 2500 CFM Static Pressure: 40 mm | 2500 CFM Static Pressure: 40 mm | 2500 CFM Static Pressure: 40 mm |  | Nos | 66500 | Varifiable
| 2500 CFM Static Pressure: 50 mm | 2500 CFM Static Pressure: 50 mm | 2500 CFM Static Pressure: 50 mm |  | Nos | 67925 | Varifiable
| 2500 CFM Static Pressure: 60 mm | 2500 CFM Static Pressure: 60 mm | 2500 CFM Static Pressure: 60 mm |  | Nos | 68400 | Varifiable
5.5 | Inline Toilet Exhaust Fan | Inline Toilet Exhaust Fan | Inline Toilet Exhaust Fan |  | Nos. |  | Varifiable
a | 100 CFM | 100 CFM | 100 CFM
| 100 CFM Static Pressure : 10 mm | 100 CFM Static Pressure : 10 mm | 100 CFM Static Pressure : 10 mm |  | Nos. | 8500 | Varifiable
| 100 CFM Static Pressure : 15 mm | 100 CFM Static Pressure : 15 mm | 100 CFM Static Pressure : 15 mm |  | Nos. | 8500 | Varifiable
b | 200 CFM | 200 CFM | 200 CFM
| 200 CFM Static Pressure : 10 mm | 200 CFM Static Pressure : 10 mm | 200 CFM Static Pressure : 10 mm |  | Nos. | 8500 | Varifiable
| 200 CFM Static Pressure : 15 mm | 200 CFM Static Pressure : 15 mm | 200 CFM Static Pressure : 15 mm |  | Nos. | 8800 | Varifiable
c | 300 CFM | 300 CFM | 300 CFM
| 300 CFM Static Pressure : 10 mm | 300 CFM Static Pressure : 10 mm | 300 CFM Static Pressure : 10 mm |  | Nos. | 10000 | Varifiable
| 300 CFM Static Pressure : 15 mm | 300 CFM Static Pressure : 15 mm | 300 CFM Static Pressure : 15 mm |  | Nos. | 11000 | Varifiable
6 | Wall Mounted Propellar type Toilet Exhaust Fan | Wall Mounted Propellar type Toilet Exhaust Fan | Wall Mounted Propellar type Toilet Exhaust Fan
| Supply of wall mounted Propeller type exhaust fan with necessary mounting arrangement & Providing cowl piece at termination. | Supply of wall mounted Propeller type exhaust fan with necessary mounting arrangement & Providing cowl piece at termination. | Supply of wall mounted Propeller type exhaust fan with necessary mounting arrangement & Providing cowl piece at termination.
a | 200 CFM | 200 CFM | 200 CFM |  | Nos.
| Static Pressure : 10 mm | Static Pressure : 10 mm | Static Pressure : 10 mm |  | Nos. |  | Varifiable
| Static Pressure : 15 mm | Static Pressure : 15 mm | Static Pressure : 15 mm |  | Nos. |  | Varifiable
7 | Ceiling Mounted Toilet Exhaust Fan ( PROPELLER TYPE FAN ) | Ceiling Mounted Toilet Exhaust Fan ( PROPELLER TYPE FAN ) | Ceiling Mounted Toilet Exhaust Fan ( PROPELLER TYPE FAN )
a | Supply of the following ceiling mounted exhaust fan with necessary mounting arrangement & Providing cowl piece at termination. | Supply of the following ceiling mounted exhaust fan with necessary mounting arrangement & Providing cowl piece at termination. | Supply of the following ceiling mounted exhaust fan with necessary mounting arrangement & Providing cowl piece at termination.
| 200 CFM | 200 CFM | 200 CFM
| Static Pressure : 10 mm | Static Pressure : 10 mm | Static Pressure : 10 mm |  | Nos. |  | Varifiable
| Static Pressure : 15 mm | Static Pressure : 15 mm | Static Pressure : 15 mm |  | Nos. |  | Varifiable
8 | Ceiling Suspended Air Handling Units With Starter Panel | Ceiling Suspended Air Handling Units With Starter Panel | Ceiling Suspended Air Handling Units With Starter Panel
Supply of double skin ceiling suspended air handling units complete with 25mm thick insulated panels, Forward curved DIDW Blower, cooling coil section with 6 Row CHW coil, filter section with filters, fan motor, drive set, mounting base damper etc.as per
a | Chilled water temperature entering 7 deg C & exit 12 deg C | Chilled water temperature entering 7 deg C & exit 12 deg C | Chilled water temperature entering 7 deg C & exit 12 deg C |  | Nos.
b | Fan Outlet Velocity should not exceed 1800 FPM | Fan Outlet Velocity should not exceed 1800 FPM | Fan Outlet Velocity should not exceed 1800 FPM |  | Nos.
c | Coil face velocity should not exceed 500 FPM | Coil face velocity should not exceed 500 FPM | Coil face velocity should not exceed 500 FPM |  | Nos.
d | Filter velocity should not exceed 400 FPM | Filter velocity should not exceed 400 FPM | Filter velocity should not exceed 400 FPM |  | Nos.
i | 5600 CFM, 14 TR | 5600 CFM, 14 TR | 5600 CFM, 14 TR |  | Nos. | 148500 | Varifiable
ii | 5200 CFM, 13 TR | 5200 CFM, 13 TR | 5200 CFM, 13 TR |  | Nos. | 141000 | Varifiable
iii | 5000 CFM, 12.5 TR | 5000 CFM, 12.5 TR | 5000 CFM, 12.5 TR |  | Nos. | 136500 | Varifiable
iv | 4500 CFM, 11 TR | 4500 CFM, 11 TR | 4500 CFM, 11 TR |  | Nos. | 109000 | Varifiable
v | 4000 CFM, 10 TR | 4000 CFM, 10 TR | 4000 CFM, 10 TR |  | Nos. | 100100 | Varifiable
vi | 3500 CFM, 8.5 TR | 3500 CFM, 8.5 TR | 3500 CFM, 8.5 TR |  | Nos. | 89100 | Varifiable
vii | 2800 CFM, 7.0 TR | 2800 CFM, 7.0 TR | 2800 CFM, 7.0 TR |  | Nos. | 74250 | Varifiable
viii | 2000 CFM, 5.0 TR | 2000 CFM, 5.0 TR | 2000 CFM, 5.0 TR |  | Nos. | 55200 | Varifiable
9 | Starter Panel
Supply of Direct online starters suitable for motors of Air handling units of below mentioned capacities (KW/HP).The starter shall comprise of all necessary power and control equipments including, Auto/manual selector switch, start/stop push button, LED i
i | 0.75KW(1HP) | 0.75KW(1HP) | 0.75KW(1HP) |  | Nos. | 5000 | Varifiable
ii | 1.12KW (1.5HP) | 1.12KW (1.5HP) | 1.12KW (1.5HP) |  | Nos. | 6000 | Varifiable
iii | 1.49KW (2HP) | 1.49KW (2HP) | 1.49KW (2HP) |  | Nos. | 11000 | Varifiable
iv | 2.24KW (3HP) | 2.24KW (3HP) | 2.24KW (3HP) |  | Nos. | 12500 | Varifiable
v | 2.98KW (4HP) | 2.98KW (4HP) | 2.98KW (4HP) |  | Nos. | 12500 | Varifiable
vi | 3.73KW (5HP) | 3.73KW (5HP) | 3.73KW (5HP) |  | Nos. | 12500 | Varifiable
vii | 4.48KW (6HP) | 4.48KW (6HP) | 4.48KW (6HP) |  | Nos. | 12500 | Varifiable
viii | 5.6KW (7.5HP) | 5.6KW (7.5HP) | 5.6KW (7.5HP) |  | Nos. | 18000 | Varifiable
ix | 7.46KW (10HP) | 7.46KW (10HP) | 7.46KW (10HP) |  | Nos. | 18000 | Varifiable
10 | Chilled Water pipe | Chilled Water pipe | Chilled Water pipe
Supply of chilled water pipes in MS class C with necessary clamps, vibration isolator and fittings such as bends, tees etc. but excluding valves, strainers, gauges etc. Adequately supported on rigid supports duly painted as per specification and as requi
a | 80 mm dia. | 80 mm dia. | 80 mm dia. |  | Nos. | 1050 | Varifiable
b | 65 mm dia. | 65 mm dia. | 65 mm dia. |  | Nos. | 950 | Varifiable
c | 50 mm dia. | 50 mm dia. | 50 mm dia. |  | Nos. | 762 | Varifiable
d | 40 mm dia. | 40 mm dia. | 40 mm dia. |  | Nos. | 645 | Varifiable
e | 32 mm dia. | 32 mm dia. | 32 mm dia. |  | Nos. | 590 | Varifiable
f | 25 mm dia. | 25 mm dia. | 25 mm dia. |  | Nos. | 510 | Varifiable
11 | Chilled Water pipe Insulation | Chilled Water pipe Insulation | Chilled Water pipe Insulation
Supply of Providing and fixing insulation by applying adhesive as per specifications and drawings.
a | 80 mm dia. | 80 mm dia. | 80 mm dia. |  | Nos. | 520 | Varifiable
b | 65 mm dia. | 65 mm dia. | 65 mm dia. |  | Nos. | 490 | Varifiable
c | 50 mm dia. | 50 mm dia. | 50 mm dia. |  | Nos. | 450 | Varifiable
d | 40 mm dia. | 40 mm dia. | 40 mm dia. |  | Nos. | 430 | Varifiable
e | 32 mm dia. | 32 mm dia. | 32 mm dia. |  | Nos. | 410 | Varifiable
f | 25 mm dia. | 25 mm dia. | 25 mm dia. |  | Nos. | 375 | Varifiable
12 | Butter Fly Valve | Butter Fly Valve | Butter Fly Valve
Supply of following sizes of Butterfly valve with lug type construction, bolts, supports etc. The valves should be insulated by making 24 G aluminium sheet box and filling loose TF thermocole applied as per specifications. Valves should be suitable fo
a | 80 mm dia. | 80 mm dia. | 80 mm dia. |  | Nos. | 4250 | Varifiable
b | 65 mm dia. | 65 mm dia. | 65 mm dia. |  | Nos. | 2700 | Varifiable
c | 50 mm dia. | 50 mm dia. | 50 mm dia. |  | Nos. | 2600 | Varifiable
d | 40 mm dia. | 40 mm dia. | 40 mm dia. |  | Nos. | 2250 | Varifiable
e | 32 mm dia. | 32 mm dia. | 32 mm dia. |  | Nos. | 2150 | Varifiable
f | 25 mm dia. | 25 mm dia. | 25 mm dia. |  | Nos. | 1600 | Varifiable
13 | Ball Valve | Ball Valve | Ball Valve
Supply of following sizes of Ball valve with lug type construction, bolts, supports etc. The valves should be insulated by making 24 G aluminium sheet box and filling loose TF thermocole applied as per specifications. Valves should be suitable for 10K
a | 80 mm dia. | 80 mm dia. | 80 mm dia. |  | Nos. | 5200 | Varifiable
b | 65 mm dia. | 65 mm dia. | 65 mm dia. |  | Nos. | 4500 | Varifiable
c | 50 mm dia. | 50 mm dia. | 50 mm dia. |  | Nos. | 4100 | Varifiable
d | 40 mm dia. | 40 mm dia. | 40 mm dia. |  | Nos. | 3000 | Varifiable
e | 32 mm dia. | 32 mm dia. | 32 mm dia. |  | Nos. | 2250 | Varifiable
f | 25 mm dia. | 25 mm dia. | 25 mm dia. |  | Nos. | 1900 | Varifiable
14 | Balancing Valve | Balancing Valve | Balancing Valve
Supply of following sizes of balancing valve with matching flanges, bolts, supports etc. The valves should be insulated by making 24 G aluminium sheet box and filling loose TF thermocole applied as per specifications. (Make : Tour & Anderson )
a | 80 mm dia. | 80 mm dia. | 80 mm dia. |  | Nos. | 10700 | Varifiable
b | 65 mm dia. | 65 mm dia. | 65 mm dia. |  | Nos. | 9600 | Varifiable
c | 50 mm dia. | 50 mm dia. | 50 mm dia. |  | Nos. | 7400 | Varifiable
d | 40 mm dia. | 40 mm dia. | 40 mm dia. |  | Nos. | 6300 | Varifiable
e | 32 mm dia. | 32 mm dia. | 32 mm dia. |  | Nos. | 5200 | Varifiable
f | 25 mm dia. | 25 mm dia. | 25 mm dia. |  | Nos. | 4100 | Varifiable
15 | Two Way valve OR Three Way Valve | Two Way valve OR Three Way Valve | Two Way valve OR Three Way Valve
Supply of following sizes of Two way Valve with matching flanges, bolts, supports etc. The valves should be insulated by making 24 G aluminium sheet box and filling loose TF thermocole applied as per specifications. ( Make: Honeywell,Belimo, Anergy,Rapid
a | 80 mm dia. | 80 mm dia. | 80 mm dia. |  | Nos. | 14500 | Varifiable
b | 65 mm dia. | 65 mm dia. | 65 mm dia. |  | Nos. | 20500 | Varifiable
c | 50 mm dia. | 50 mm dia. | 50 mm dia. |  | Nos. | 15000 | Varifiable
d | 40 mm dia. | 40 mm dia. | 40 mm dia. |  | Nos. | 12000 | Varifiable
e | 32 mm dia. | 32 mm dia. | 32 mm dia. |  | Nos. | 10500 | Varifiable
f | 25 mm dia. | 25 mm dia. | 25 mm dia. |  | Nos. | 8500 | Varifiable
16 | Y' Stainer | Y' Stainer | Y' Stainer
Supply of following sizes of 'Y' Stainer with matching flanges, bolts, supports etc. The valves should be insulated by making 24 G aluminium sheet box and filling loose TF thermocole applied as per specifications.
a | 80 mm dia. | 80 mm dia. | 80 mm dia. |  | Nos. | 5100 | Varifiable
b | 65 mm dia. | 65 mm dia. | 65 mm dia. |  | Nos. | 4700 | Varifiable
c | 50 mm dia. | 50 mm dia. | 50 mm dia. |  | Nos. | 4100 | Varifiable
d | 40 mm dia. | 40 mm dia. | 40 mm dia. |  | Nos. | 3500 | Varifiable
e | 32 mm dia. | 32 mm dia. | 32 mm dia. |  | Nos. | 3000 | Varifiable
f | 25 mm dia. | 25 mm dia. | 25 mm dia. |  | Nos. | 2900 | Varifiable
17 | Auto Air vent valve | Auto Air vent valve | Auto Air vent valve
Supply of following sizes of Auto Air Vent Valve
a | 3/4" Ball valves for vent / Purge in each risers & common headers | 3/4" Ball valves for vent / Purge in each risers & common headers | 3/4" Ball valves for vent / Purge in each risers & common headers |  | Nos. | 1650 | Varifiable
18 | Pressure Guage/Thermometer | Pressure Guage/Thermometer | Pressure Guage/Thermometer
Supply of following guages as per drawing
a | Pressure gauge with gauge cock, thermowell | Pressure gauge with gauge cock, thermowell | Pressure gauge with gauge cock, thermowell |  | Nos. | 700 | Varifiable
b | Thermometers (Mercury filled V form type) | Thermometers (Mercury filled V form type) | Thermometers (Mercury filled V form type) |  | Nos. | 700 | Varifiable
19 | Drain Valves | Drain Valves | Drain Valves
Supply of following drain valve as follows
a | 25mm dia | 25mm dia | 25mm dia |  | Nos. | 800 | Varifiable
b | 40mm dia | 40mm dia | 40mm dia |  | Nos. | 1400 | Varifiable
20 | Suplpy of following Control Valves in brass - 32mm dia | Suplpy of following Control Valves in brass - 32mm dia | Suplpy of following Control Valves in brass - 32mm dia |  | Nos. | 2700 | Varifiable
21 | Ceiling suspended FCU (Fan Coil Unit) - CHW Type
Supply of ceiling suspended FCU (Fan Coil Unit) complete with GI powder coated body , Centrifugal forward curved blade, cooling coil section with 3 Row CHW coil, filter section with filters, fan motor, drive set , etc.as per specifications and drawings.
a | Chilled water temperature entering 7 deg C & exit 12 deg C | Chilled water temperature entering 7 deg C & exit 12 deg C | Chilled water temperature entering 7 deg C & exit 12 deg C
b | Coil face velocity should not exceed 500 FPM | Coil face velocity should not exceed 500 FPM | Coil face velocity should not exceed 500 FPM
c | Filter velocity should not exceed 400 FPM | Filter velocity should not exceed 400 FPM | Filter velocity should not exceed 400 FPM
a | External Static Pressure: 10 mm | External Static Pressure: 10 mm | External Static Pressure: 10 mm
i | 786 CFM, 2.16 TR | 786 CFM, 2.16 TR | 786 CFM, 2.16 TR |  | Nos. | 32000 | Varifiable
ii | 1265 CFM, 3.1 TR | 1265 CFM, 3.1 TR | 1265 CFM, 3.1 TR |  | Nos. | 36000 | Varifiable
22 | Fan Coil Unit Valve Station | Fan Coil Unit Valve Station | Fan Coil Unit Valve Station
| Supply of following valve station for fan coil Unit . It shall include following Item: 1. Ball Valve. 2. Y-Strainer. 3. PICV Valve. 4. Temperature gauge. 5. Pressure gauge. 6. Drain Valve. 7. Necessary Insulated copper Pipe connection | Supply of following valve station for fan coil Unit . It shall include following Item: 1. Ball Valve. 2. Y-Strainer. 3. PICV Valve. 4. Temperature gauge. 5. Pressure gauge. 6. Drain Valve. 7. Necessary Insulated copper Pipe connection | Supply of following valve station for fan coil Unit . It shall include following Item: 1. Ball Valve. 2. Y-Strainer. 3. PICV Valve. 4. Temperature gauge. 5. Pressure gauge. 6. Drain Valve. 7. Necessary Insulated copper Pipe connection
i | 32 mm dia. | 32 mm dia. | 32 mm dia. |  | Nos. | 11000 | Varifiable
ii | 25 mm dia. | 25 mm dia. | 25 mm dia. |  | Nos. | 9000 | Varifiable
iii | 20 mm dia. | 20 mm dia. | 20 mm dia. |  | Nos. | 7000 | Varifiable
23 | FLOOR MOUNTED Air Handling Unit - DX Type | FLOOR MOUNTED Air Handling Unit - DX Type | FLOOR MOUNTED Air Handling Unit - DX Type
Supply of double skin ceiling suspended air handling units complete with 45mm thick insulated panels, forward curved DIDW Blower, cooling coil section with 6 Row DX coil, filter section with filters, fan motor, drive set, mounting base damper etc.as per s
a | 6300 CFM, 31 TR ( ODU - 8.5TR x 3 Nos + 5.5TR x 1 Nos) | 6300 CFM, 31 TR ( ODU - 8.5TR x 3 Nos + 5.5TR x 1 Nos) | 6300 CFM, 31 TR ( ODU - 8.5TR x 3 Nos + 5.5TR x 1 Nos)
| Total Static Pressure: 50 mm | Total Static Pressure: 50 mm | Total Static Pressure: 50 mm |  | Nos. | 193500 | Varifiable
| Total Static Pressure: 40 mm | Total Static Pressure: 40 mm | Total Static Pressure: 40 mm |  | Nos. | 190800 | Varifiable
b | 6300 CFM, 28 TR ( ODU - 8.5TR x 2 Nos + 5.5TR x 2 Nos) | 6300 CFM, 28 TR ( ODU - 8.5TR x 2 Nos + 5.5TR x 2 Nos) | 6300 CFM, 28 TR ( ODU - 8.5TR x 2 Nos + 5.5TR x 2 Nos)
| Total Static Pressure: 50 mm | Total Static Pressure: 50 mm | Total Static Pressure: 50 mm |  | Nos. | 193500 | Varifiable
| Total Static Pressure: 40 mm | Total Static Pressure: 40 mm | Total Static Pressure: 40 mm |  | Nos. | 190800 | Varifiable
c | 6300 CFM, 25 TR ( ODU - 8.5TR x 1 Nos + 5.5TR x 3 Nos) | 6300 CFM, 25 TR ( ODU - 8.5TR x 1 Nos + 5.5TR x 3 Nos) | 6300 CFM, 25 TR ( ODU - 8.5TR x 1 Nos + 5.5TR x 3 Nos)
| Total Static Pressure: 50 mm | Total Static Pressure: 50 mm | Total Static Pressure: 50 mm |  | Nos. | 193500 | Varifiable
| Total Static Pressure: 40 mm | Total Static Pressure: 40 mm | Total Static Pressure: 40 mm |  | Nos. | 190800 | Varifiable
24 | Sequencing and starter panel | Sequencing and starter panel | Sequencing and starter panel
| Supply of Sequencing panel with all MCB’s controller, contactor and relay along with the starter panel inbuilt within the single panel controlling with the controller for the sequencing of multiple outdoors based on the temperature sensors. It should be s |  |  |  | Nos. | 97200 | Varifiable
| 3.7 KW DOL AHU with 2 X 8.5 TR & 2 x 5.5 TR ODU MCB Power System IP55 OutdoorType Wall Mounted3.7 KW DOL AHU with 2 X 8.5 TR & 2 x 5.5 TR ODU MCB Power System IP55 OutdoorType Wall Mounted | 3.7 KW DOL AHU with 2 X 8.5 TR & 2 x 5.5 TR ODU MCB Power System IP55 OutdoorType Wall Mounted3.7 KW DOL AHU with 2 X 8.5 TR & 2 x 5.5 TR ODU MCB Power System IP55 OutdoorType Wall Mounted | 3.7 KW DOL AHU with 2 X 8.5 TR & 2 x 5.5 TR ODU MCB Power System IP55 OutdoorType Wall Mounted3.7 KW DOL AHU with 2 X 8.5 TR & 2 x 5.5 TR ODU MCB Power System IP55 OutdoorType Wall Mounted
| Description | Description | Description
| 125A TP 25 kA MCCB + ROM Main Incomer - Schneider Make - 1 No. | 125A TP 25 kA MCCB + ROM Main Incomer - Schneider Make - 1 No. | 125A TP 25 kA MCCB + ROM Main Incomer - Schneider Make - 1 No.
| VAF Digital Meter - Schneider Make - Set | VAF Digital Meter - Schneider Make - Set | VAF Digital Meter - Schneider Make - Set
| VMR uv/ov/spp/rp - Selac Make - 1 No. | VMR uv/ov/spp/rp - Selac Make - 1 No. | VMR uv/ov/spp/rp - Selac Make - 1 No.
| 125/5A Current Transformer - N R G Make - 3 Nos. | 125/5A Current Transformer - N R G Make - 3 Nos. | 125/5A Current Transformer - N R G Make - 3 Nos.
| 6 A Control SPMCB - Schneider Make - 3 Nos. | 6 A Control SPMCB - Schneider Make - 3 Nos. | 6 A Control SPMCB - Schneider Make - 3 Nos.
| AHU | AHU | AHU
| 16 A 10 kA TP MCB for 3.7 KW AHU - Schneider Make - 1 No. | 16 A 10 kA TP MCB for 3.7 KW AHU - Schneider Make - 1 No. | 16 A 10 kA TP MCB for 3.7 KW AHU - Schneider Make - 1 No.
| Contactor 18A TP - Schneider Make - 6 Nos. | Contactor 18A TP - Schneider Make - 6 Nos. | Contactor 18A TP - Schneider Make - 6 Nos.
| Over load relay 7 - 10 A O/L + SPP - Schneider Make - 1 No. | Over load relay 7 - 10 A O/L + SPP - Schneider Make - 1 No. | Over load relay 7 - 10 A O/L + SPP - Schneider Make - 1 No.
| 2 X 8.5 TR ODU | 2 X 8.5 TR ODU | 2 X 8.5 TR ODU
| 32 A TP MCB - Schneider Make - 2 Nos | 32 A TP MCB - Schneider Make - 2 Nos | 32 A TP MCB - Schneider Make - 2 Nos
| Contactor 32A TP - Schneider Make - 2 Nos | Contactor 32A TP - Schneider Make - 2 Nos | Contactor 32A TP - Schneider Make - 2 Nos
| Over load relay 14 - 23 A O/L + SPP - Schneider Make - 2 Nos | Over load relay 14 - 23 A O/L + SPP - Schneider Make - 2 Nos | Over load relay 14 - 23 A O/L + SPP - Schneider Make - 2 Nos
| 2 x 5.5 TR ODU | 2 x 5.5 TR ODU | 2 x 5.5 TR ODU
| 25 A TP MCB - Schneider Make - 2 Nos | 25 A TP MCB - Schneider Make - 2 Nos | 25 A TP MCB - Schneider Make - 2 Nos
| Contactor 25A TP - Schneider Make - 2 Nos | Contactor 25A TP - Schneider Make - 2 Nos | Contactor 25A TP - Schneider Make - 2 Nos
| Over load relay 9 - 13 A O/L + SPP - Schneider Make - 2 Nos | Over load relay 9 - 13 A O/L + SPP - Schneider Make - 2 Nos | Over load relay 9 - 13 A O/L + SPP - Schneider Make - 2 Nos
| Emrgancy Stop Lockble - Teknic Make - 1 No. | Emrgancy Stop Lockble - Teknic Make - 1 No. | Emrgancy Stop Lockble - Teknic Make - 1 No.
| Auto/Manual S/S - KeeCee Make - 1 No. | Auto/Manual S/S - KeeCee Make - 1 No. | Auto/Manual S/S - KeeCee Make - 1 No.
| Start/Stop Push Button - Teknic Make - 8 Nos. | Start/Stop Push Button - Teknic Make - 8 Nos. | Start/Stop Push Button - Teknic Make - 8 Nos.
| ON/OFF/TRIP Indicating lamp Led - Teknic Make - 12 Nos. | ON/OFF/TRIP Indicating lamp Led - Teknic Make - 12 Nos. | ON/OFF/TRIP Indicating lamp Led - Teknic Make - 12 Nos.
| 4 DO PLC with LP HP - Selec Make - 1 Set | 4 DO PLC with LP HP - Selec Make - 1 Set | 4 DO PLC with LP HP - Selec Make - 1 Set
| 4 Way Card Relay - Savison Make - 1 No. | 4 Way Card Relay - Savison Make - 1 No. | 4 Way Card Relay - Savison Make - 1 No.
| 230/24VDC SMPS - Savison Make - 1 No. | 230/24VDC SMPS - Savison Make - 1 No. | 230/24VDC SMPS - Savison Make - 1 No.
| Temperature Sensor - SansAir Make - 1 No. | Temperature Sensor - SansAir Make - 1 No. | Temperature Sensor - SansAir Make - 1 No.
| 4" Fan & Filter - 1 No. | 4" Fan & Filter - 1 No. | 4" Fan & Filter - 1 No.
| Remote Station ( Start/Stop/On) - S G - 1 No. | Remote Station ( Start/Stop/On) - S G - 1 No. | Remote Station ( Start/Stop/On) - S G - 1 No.
25 | Air Cooled Condensing Unit - DX Type | Air Cooled Condensing Unit - DX Type | Air Cooled Condensing Unit - DX Type
Supply of condensing unit. The unit shall comprise of scroll / Rotary Compressor, Air cooled condenser & Condenser fan. Compressors shall be cut-off automatically under part load conditions. The units shall have microprocessor controls.
a | 17.0TR Condenser unit | 17.0TR Condenser unit | 17.0TR Condenser unit |  | Nos. | 153000 | Varifiable
b | 11.0TR Condenser unit | 11.0TR Condenser unit | 11.0TR Condenser unit |  | Nos. | 92700 | Varifiable
c | 8.5TR Condenser unit | 8.5TR Condenser unit | 8.5TR Condenser unit |  | Nos. | 72900 | Varifiable
d | 5.5TR Condenser unit | 5.5TR Condenser unit | 5.5TR Condenser unit |  | Nos. | 54900 | Varifiable