## INT - CIVIL B.O.Q (hidden)
PROJECT : INTERIOR CIVIL WORK FOR BLUE SEA - MUMBAI
BILL OF QUANTITIES
|  |  |  | DATE: | 2024-05-15
SR NO | DESCRIPTION | QTY | UNIT | RATE | AMOUNT
1 | MASONARY WORK
1.1 | Demolition and Cleaning
a | 6" thk brick wall | 54 | Sft
b | 12" thk. brick wall | 590.75 | Sft
c | RemovingMarble/ Tiles flooring | 5192.5023 | Sft
d | Removing Marble / Tiles wall cladding | 3767.32 | Sft
e | Existing Entrance Staircase | 65 | Sft
f | Existing plaster - as per site condition | 600 | Sft
g | Breaking Brick Bat Coba upto 6" thick | 600 | Sft
h | Breaking Brick Bat Coba 6 to 12" thick | 100 | Sft
i | Removing old fins and Jali at the Entrance | 2000 | Sft
j | Removing and dismentling old metal fins and ms structure | 1900 | Sft
k | Removing and dismentling old ply panelling and fabric panelling | 575 | Sft
l | Protecting finished floor with plastic covering sheets | 8000 | Sft
m | Breaking and Removing of existing False ceiling | 4400 | Sft
* | Cost to include carting away debris from site.
Contractor shall inspect site, refer to the propsed plan and determine extent of demolition to be carried out and quote
1.2 | Pest Control
| To all the services, for termite and rodent and wood-borers treatment of the entire floor. | 4500 | Sft |  | 0
1.3 | CIVIL AND ALLIED WORK
Providing and Constructing brick masonary wall as specified in Drawings, having cement sand mortar ratio 1:4 at locations specified in drawings including double scaffolding, staging, raking of joints, watering but excluding cement plaster
Brick Wall
a | 4" thk brick wall | 200 | Sft |  | 0
b | 9" thk brick wall | 200 | Sft
1.4 | Cement Plaster, single coat-12 to 15mm thk on new brick work | 4000 | Sft |  | 0
Wall surface to be free from any loose particles before plastering
Surface to be watered well before plastering.
Bond coat to the brick wall
Preparing surface before applying plaster with appropriate anti shrinkage compound to plaster / admixture. The rate to be inclusive of 20 guage chicken wire mesh at the junction of masonry and RCC, etc. complete.
Plaster to be cured for at least 5 days.
1.5 | Brickbat coba waterproofing with approved waterproofing | 600 | Sft |  | 0
1:4 ratio cement mortar, using good quality Brick bat
Cured and tested with water filling for 7 day
a | Upto 150 mm thickness
b | 150 to 350mm thickness
Refer to general Specs
1.6 | Chemical Waterproofing on wall & floor | 1000 | Sft |  | 0
Toilets
Providing and Applying two component polymer based cementitious waterproofing system with guarantee (Refer Gen water proofing specs)
Cleaning the internal surface areas thoroughly so that they are free of all contaminants like dirt and laitance and to remove all the loose materials by means of various mechanical means.
Applying two coats of 2 component acrylic cementitious coating in two coats all over the sunken slab including over angular fillet and vertically up to 4'-0" on the walls, achieving a uniform thk of 2 mm thickness.
Laying protection plaster of 12mm thk with integral waterproofing compound.
Dr Fixit product or equivalent.
1.7 | P.C.C. flooring. |  |  |  | 0
| 50 - 75 mm thick screed concrete flooring. | 4000 | Sft
Providing & laying average of 50~75 mm thick with power trowelled smooth finish screed concrete flooring using 1:3:4 ratio concrete to the line and level as per the finalized bull marks. Base cleaning,chipping of loose mortor /concrete,water wash of the m
1.8 | Concrete Jali
| Providing and fixing concrete jali of 2" thick with desired design or as per architects approval, fixing with cement mortar and chemical in proper line level and as per given height.( upto 6'-0") | 550 | Sft
1.9 | RCC Column
| Providing and Making RCC column in between concrete jali and Entrance gate sides. | 150 | CFT.
with Sand, steel, Cement,and reinforcement in mixture with 1:2:4
| TOTAL – 1 |  |  |  | 0
2 | FLOORING/FINISHES & CLADDINGS
2.1 | Italian Marble -
| Supplying and fixing about 16mm - 18mm thick machine mirror polished Italian marble slab of approved colour and approved texture in 1:4 white cement mortar (1 white cement and 4 white sand) bedding having average thickness upto 30 mm in proper line and le | 8000 | Sft
Filling the joints with Roff/Bal-endura make polymer joint filling compound of the same shade of the marble. The rate shall include costs of transport and protection of marble with Gypsum sheet or 8mm plywood.
All Marble Flooring and edges to be Mirror Polished up to the satisfaction of Architect except Textured or treated Flooring
To be fitted with tight hairline joints/pattern/grooves as shown in drawing or as instructed by Architect.
Impregnating sealer should be applied before installation of the marble
( Basic rate of Italian Marble Stone - Rs. 800/- per Sq ft )
a | Italian Marble Dado same as above
| Fixed with white cement mixture or adhesive |  | Sft
2.2 | Vitrified tile
a | Providing and laying Vitrified tile flooring of size 600mm x 600mm OR 1200mm x 600 of approved shade and make over minimum 20~25mm thick cement mortar bed of 1:4 to make up required finished floor level OR layed with adhesive as per site condition. As specified the architect. | 500 | Sft
4mm wide spacers for tiling to create even gaps between tiles.
Filling the joints with Roff/Bal-endura make polymer joint filling compound of the same shade or as specified. The rate shall include costs of transport and protection of Granite with Gypsum sheet or 9mm plywood.
Basic Cost of tile Rs 80/- Sft
Basic Cost of tile Rs 50/- Sft
b | Vitrified wall tiling - | 300 | Sft
Same as item no 2.2
2.8 | Skirting, steps and jamblines
Skirting , Pardi Top, Door sills, Ledge walls, Borders in flooring dado, Pali Top, below railings. Cutting, Shifting, Lifting and fixing Skirting, Pardi tops, Window Frames up to 12" width with adhesive / cement paste to correct level & line, filling
| Providing and Fixing 18mm thk Granite with adhesive in two levels including chamfer, edge rounding and polishing on all the exposed edges as shown in the detail drawing. |  | Rft
a | Marble door jambs upto 12"
Rft
b | Marble window frames upto 12"
Rft
2.9 | Pantry Counters 600mm depth |  |  |  | 0
| Providing, Cutting, Shifting, Lifting, making & fixing of approved shade of 18mm - 20mm Granite for kitchen platform (600 mm wide x )with 18mm thk marine ply conforming to IS 710 of app. make used as base frame included verticals, making cut-outs for sin |  | Rft
18 mm thk. Granite top with front 2" facia
Include SINK, Make: Nirali, size : 550 x 440mm
75 mm granite skirting fixed on the platform base.
Under counter Laminate storage approx 550mm deep Unit, inclusive of Kitchen Trolleys, Drawer Units, cabinets, Shelves and required hardware as per design. Carcase to be made of 18mm thick plywood internally to be finished with 1mm thick approved laminat
Basic cost of Laminate 1800/- Sheet
2.1 | Wash Basin Counters :
Cutting , Shifting, Laying & Fixing of approved shade of 18mm thk Marble for wash basin counter 600 mm D & 100mm H, with 18mm thk marine ply used as base supported with MS framing, making cut-outs for wash basins & required plumbing fixtures including app
Cost to include moulding , chamferings and polishing.
a. | Gents and Ladies washroom | 15 | Rft |  | 0
Overall size : 2'-0" deep x 1-6" ht
Top finish in Granite as approved
As per the detail drawing
| TOTAL – 2 |  |  |  | 0
3 | CARPENTRY WORK
PARTITION,PANELING, PELMETS,PLY CEILINGS & SKIRTING
3.1 | Fully Glazed Partition upto 9'-0" ht
| Providing and fixing fully glazed partition made in -12mm thick toughened glass panels held in position as per the detail drawings. The glass shall be fixed on Aluminium frame with glazing patti with necessary rubber gasket with good quality and proper thickness, all around the frame to fix the glass. Base Frame support on the floor and ceiling to hold . | 867.5 | Sft
3.2 | AS above for Doors with Handle and Glass patch fittings
A | Door size 3'-0" x 9'-0" | 2 | No
B | Door size 3'-6" x 9'-0" | 2 | No
C | Door size 3'-9" x 9'-0" | 4 | No
3.3 | Plywood Paneling
A | Providing and fixing Ply paneling on walls and columns in 50mm x 25mm thk Jindal -(2mm thick)make aluminium work framework placed at 2'-0" c/c in both the directions horizontally and vertically. | 560 | Sft
B | Providing and Fixing (On 12mm thick plywood finished Penelling -item 3.2A) 25mm thick ACCoustic and fabric of approved shade and colour and grain direction as directed. Grooves horizontally and vertially shall be maintained and finished as per detail drawing. | 560 | Sft
3.3 | Mirror panelling |  | Sft
Providing and Fixing 6mm thk mirror on 12mm thk Marine ply and the back of Ply to be painted in black japan.
40mm x 25mm wooden beading / edge profiles on the edges as approved by the architect.
Mirror shall be fixed with required 3M tape and silicone.
3.1 | Providing and Fixing 5" thk seating of size 9'-3" x 2'-0"D x 6'-6" HT
| Base of the seating shall be made out of 25mm x 25mm MS rectangular framework 100mm thk cladded with 12mm thk HDF boards. The sides of the seating shall be made in 100 x 50 aluminium frame work cladded with 12mm thk HDF boards to receive PU paint. |  | No
The back of the seating consisting of 25mm thk medium density foam glued to 12mm thk ply and upholstered with fabric as approved.
Top of the seating shall be in 6mm thk tinted mirror fixed with silicon and 3M double sided tape.
4mm SS trims between mirror joints as per detail drawing.
3.11 | Providing and Fixing "L" shaped Shower cubicle of size 2'-6" + 3'-9" x 7'-0" |  | No
10mm thk toughened Glass shower cubilce, 2'-0" openable door with SS handle.
25mm x 25mm SS top and bottom member to hold the glass. Contractor shall propose branded sleek proprietory fitting for approval by the architect.
Water proof PVC profiles for doors on all edges.
Cost to include all hardware, patch fittings and etc all in complete.
| TOTAL – 3 |  |  |  | 0
4 | STORAGES
Carcass: Made of 18mm thk Anchor Sevak ply with adequate Aluminium or hardwood framework,as per drawings with all external faces finished with 1mm thk laminate of approved shade and internal faces of storage units with white or grey laminate 1mm thk.
Shutters/ Drawers to have approved type and make of iron mongery such as hinges, locks, handles/ knobs, drawer runners, All shutters/ Drawers should have locking arrangements, Hafele / approved by Architect prior execution
Shutters in 18mm thk Marine Plywood fin in 1.00 mm thk laminate inside and outside. Edges finished with Edge Band. As per detail drawing or as approved by the architect.
Skirting in teak wood of size 12mm x 75mm high recessed and finished in melamine polish shade as approved.
4.1 | Storage Full ht. - Laminate faced |  | Sft
1'-6" deep
a | Low height Storage
| 1'-4" deep |  | Sft
35mm thk top finished in laminate including 12mm thk corian tray of size 1'-6" x 5'-0" x 4" ht
4.2 | Over Head Storage - Laminate faced
a | 1'-3" deep x 4'-0" ht. Pantry |  | Sft
4.3 | Janitor Cabinet: size 1'-6" x 1'-3" x 6'-0" ht
Carcass: Made of 18mm thk plywood finished with 1.00 mm thk laminate from the inside as approved.
18mm thk shutter to be finished with 1 mm thk laminate from inside and outside matching to approved laminate installed outside.
6" ht. Aluminium grill as per design
4.4 | Repro Table: size 3'-6" x 2'-0" x 2'-6" ht.
| Made of 18mm thk Anchor Sevak grade ply conforming to IS 303, as per drawings with all external faces finished with 1mm thk laminate of approved shade and internal faces of storage units with white or grey laminate 1mm thk. As per the detailed drawings. |  | No
Consisting of 4 nos of drawer on the top and 4 nos of shutter equally divided. Drawers to have approved type and make of iron mongery such as hinges, locks, handles/ knobs, drawer runners, All shutters/ Drawers should have locking arrangements, Hafele or
S.S. finish handles as per approved sample
Brass big body ' Vijayan ' dead lock with S.S. flange plate
Key board tray included
| TOTAL - 4 |  |  |  | 0
5 | LOOSE FURNITURES.
5.1 | Carcass: Made of 18mm thk Anchor Sevak grade ply conforming to IS 303, with adequate Aluminium or hardwood framework,as per drawings with all external faces finished with 1mm thk laminate of approved shade and internal faces of storage units with white or as approved.
Shutters/ Drawers to have approved type and make of iron mongery such as hinges, locks, handles/ knobs, drawer runners, All shutters/ Drawers should have locking arrangements, Hafele / Dorma approved by Architect prior execution
S.S. finish handles as per approved sample
Brass big body ' Vijayan ' dead lock with S.S. flange plate
Key board tray included
Constructed as per detail drawing.
a | "L" Shaped Workstation : Desking System : Top of 1500mm x 1475mm x 600 depth. |  | Nos |  | 0
Table Top : 25mm thick laminated Plywood table top and sides with matching edge banding as per detail drawing.
Flap : Metal Flap with soft close : 450mm W x 135mm as approved
Cable carrier : MS Horizontal raceways (120mm H) with internal separator and Vertical cable risers in approved powder coating
b | Prelam Drawer Pedestal : |  | Nos |  | 0
2 Drawers made out of 18mm thk plywood with front openable groove or profile handles, levellors & central locking system : 900mm W x 600mm D x 600mm H
5.2 | Cabin Desk in Laminate finish
P&F 40mm thk "L" shaped Cabin table with side runner and a modesty panel made out of 18mm ply as specified finished in 1mm thk laminate from the inside and outside as per the detail drawing.
Edges to finished in 40mm thk machine pressed edge band.
SS Rectangular base of 35mm x 75mm in two rows below table top and on the floor as per detail drawing.
Includes one drawer unit with two smaller and one bigger drawers that are made from 12 mm thk ply with 19mm thk fascia.
Modesty Panel to be made out of 18 mm thk ply finished with 1.00 mm thk SS sheet from the outside and 1mm thk laminate finish from the inside.
Side Runner to have equally divided openable shutters fin in Laminate on all surfaces.
The rate to include fixing and fitting of all hardware such as drawer channels, S.S handles, drawer locks etc in complete.
To be constructed as per detail drawing.
a | V1 Cabin Table of size 1650 x 675 x 750 |  | No
Side Runner 450 x 975 x 700
b | Open Office Tables of Size 1600 x 675 x 750 |  | Nos
Side Runner 450 x 975 x 700
c | V2 Cabin Table of size 1800 x 675 x 750 |  | No
Side Runner 450 x 975 x 700
d | V3 Cabin Table of size 1800 x 900 x 750 |  | No
Side Runner 450 x 1100 x 700
e | CMD Cabin Desk of size 2040 x 900 x 750 |  | No
Side Runner of size 1050 x 450
Back runner of size 2040 x 350
Refer to item no 5.2, finished in Veneer
5.3 | Meeting room table
| Size 2400 x 1050 x 750 |  | No
P&F conference table the base to be made out of 18mm thk carcass 18" wide finished in 1.00mm thk laminate from the outside and inside as per the detail drawing. The table the top shall be made out of 18mm plywood finished with 6mm thk corian on the top and sides and the bottom of the table top finished in laminate matching the carcass.
Table top to have 12" wide leather panel in the centre.
18" wide trunking below the table top for electrical wires and switches integrated with the table base.
18" wide sides, 2" edges and base shall be finished in SS as per detail drawing. The front of the base shall have 18mm thick openable shutters finished in laminate on the inside and outside.
The rate to include fixing and fitting of all hardware such as S.S handles, drawer locks etc in complete.
Finiishes in Melamine polish
5.4 | Reception Table
| Size 2'-3" x 5'-6" x 3'-6" |  | No
P&F Reception table in 18mm thk ply and finished in 1.0mm thk Laminate on all exposed and internal surfaces
Front panel of the table shall be made out of 40mm x 18mm half round teak wood fluting finished in melamine polish as per detail drawing. The top capping shall be in 25 mm thk teak wood finished in melamine polish.
Table includes one drawer unit with two smaller and one bigger drawers that are made from 12 mm thk ply with 19mm thk fascia finished in 1.00 mm thk laminate as per the detail drawing.
The rate to include necessary cutout, fixing and fitting of all hardware such as drawer channels, S.S handles, drawer locks etc in complete.
5.6 | Chairs
a | Staff chairs - Basic rate Rs. 7,000 per Unit |  | Nos |  | 0
b | Cabin chairs high back- Basic rate Rs. 11,000/- |  | Nos
* | Cabin Visitor chair mid Back - Basic rate 8500/- |  | Nos
d | Meeting room chairs high back - Basic rate Rs 15,000/- |  | Nos
e | MD Cabin Chair - Basic Rate Rs 25000/- |  | No
f | Bar stools - Basic rate Rs 5500/- |  | Nos
5.7 | Sofa Set
a | Lounge - 3 seater sofa fin composite leather / fabric 8'-0" wide |  | Nos
* | Lounge - Single seater sofa fin composite leather / fabric 3'-0" wide
b | CMD - Cabin 2 seater sofa fin composite leather 6'-0" wide |  | No
* | CMD - Single seater sofa fin composite leather 3'-0" wide |  | No
c | V3 - Cabin 2 seater sofa fin composite leather 6'-0" wide |  | No
5.8 | Centre Table / Side Table
a | Centre table of size 3'-0" x 3'-0" |  | Nos
Top in 10mm toughened glass with mirror polished edges.
Base in 18mm x 18mm thk SS
As per detail drawing or as selected.
b | Side table of size 2'-0" x 2'-0" |  | Nos
Made in Teak wood and 4mm thk Veneer.
As per detail drawing or as sel.ected
5.9 | Console - Lounge
| Console of size 1'-3" x 6'-0" x 3'-0"ht |  | No
Made out of 18mm thk plywood cladded with 4mm thk Veneer.
Shutters to be made in 18mm thk plywood and 12mm x 12mm teak strips fixed on the shutter as per the detail drg.
SS rectanglular base in 18mm x 18mm thk
| As per detail drawing or as selected. |  |  |  | 0
| TOTAL – 5 |  |  |  | 0
6..0 | DOORS/DOOR FRAMES
6..1 | Single Leaf Toughened Glass Door.
10mm thk. Clear toughened glass door on floor spring, Top / Bottom patch fittings.
| Size : 900mm wide x 2600mm |  | RO |  | 0
Floor spring and patch fittings of Hafele make
SS Glass door Handle with floor lockable system of size 4'-0". Make Hafele or equivalent.
Cost to include all hardware fittings, making of all cut-outs and holes in the glass.
6.2 | Laminate Finish 40mm, 75mm thk Solid Flushed Doors flushed with partition
Anchor sevak or equivalent make flush doors
Both the side of the door finished in approved shade of laminate.
9mm thk TW edge beading, polished in matching or as approved
Hardware - TS 68 door closer with Pelmet type arm
Door hinge 551 BB, 4" x 3" x 3 mm class 8
24" S.S. handle with dead lock
Approved Hafele make or equivalent
Cost to include all hardware fittings, transport, packing and etc.
a | Size: 1000mm x 2600mm ht. Server room / UPS room solid door with glass panel of size 300mm x 600m. Wooden beading to hold the glass. |  | No |  | 0
b | Size: 900mm x 2600 mm full ht. |  | Nos |  | 0
| Size: 900mm x 2600 mm full ht - Store room (40mm thk) |  | No
c | Size: 900mm x 2600 mm full ht - Pantry & Common Washroom (40mm thk) |  | Nos
* | 6mm thk vision glass panel of size 8" x 36"ht
d | Size : 800mm x 2600 mm full ht -Toilet Main entry doors (45mm thk) |  | Nos |  | 0
e | Size : 700mm x 2100 -Gents WC door (40 mm thk) |  | Nos |  | 0
6.3 | Framed glass door 50mm thk Single Leaf Door (Main Entry) |  | No |  | 0
Size : 1100mm wide x 2100mm ht
6" x 2" door stiles, top and bottom rail finished in melamine polish.
10 mm thk toughened glass
20mm x 18mm thk teak wood beading to hold glass.
SS handle of 4'-0" size with in built floor locking system or as approved
6.4 | TW door frames
Providing and Fixing Teak Wood door frame upto thickness of wall, size 75mm X 150mm X 2600mm full size fixed with dash fastners of required size.
Melamine polish to frames, shade as approved
a | Size: 1000mm x 2600mm ht. Server room / UPS room solid door with glass panel of size 300mm x 600m. Wooden beading to hold the glass. |  | Nos |  | 0
b | Size: 900mm x 2600mm ht - 75mm deep for partition doors |  | Nos |  | 0
c | Size : 900mm x 2600mm x 150mm deep -Pantry & Toilet main Entry doors |  | Nos |  | 0
d | Size : 1100mm x 2100mm x 150mm deep -Office Entry door |  | No
e | Size : 800mm x 2600mm -Director washroom door |  | No |  | 0
Above sizes are internal clear opening sizes.
6.5 | Trap Doors. |  | Nos |  | 0
Proprietory trap doors of size 450 x 450 (Gypsum india)
| TOTAL – 6 |  |  |  | 0
7 | GLAZING AND ALUMINIUM WINDOWS
7.1 | DGU fixed panel 6mm Toughened+12mm Airgap with Argon+6mm Toughened with AL. Profile 25mm x 45mm |  |  |  | 0
P/F DGU fixed partition with overall thickness of DGU glass sections to be 24 x 6 mm thk, low-e HS glass 12 mm thk,air gap 6 mm thk; the extruded Al sections, all the internal visible surface shall have high durability/super durable powder coating of 60 t
DGU Casement windows 6mm Toughened+12mm Airgap with Argon+6mm Toughened with AL. Shutter Profile 40mm x 45mm with base section as suitable to fix hinges and stopper.
P/F DGU Casement with overall thickness of DGU glass sections to be 24 x 6 mm thk, low-e HS glass 12 mm thk,air gap with Airgon+ 6 mm thk toughened Glass; the extruded Al sections, all the internal visible surface shall have high durability/super durable
Window section 40mm x 50mm
Base "L"section 50mm x 50mm
Hinges, Stoppers, Gasket and Wool pile
Cost to include all hardware fittings and accessories
a | V1 - "L" Shaped window opening size 7'-3" + 7'-9" x 4'- 6" ht (2 casement in corners of size 2'-0" and fixed panels in the centre) |  | Nos |  | 0
b | Window opening size 17'-6" x 4'-6"ht (2 casement in corners of size 2'-0" and fixed panels in the centre.) |  | No |  | 0
c | V3 - "L" Shaped window opening size 8'-6" + 7'-9" x 4'- 6" ht (2 casement in corners of size 2'-0" and fixed panels in the centre) |  | No |  | 0
d | Conference room - Window opening size 16'-3" x 4'-6"ht -2 casement in corners of size 2'-0" and fixed panels in the centre. |  | No |  | 0
e | MCD Cabin - "L" Shaped window opening size 8'-0" + 7'-9" x 4'- 6" ht (2 casement in corners of size 2'-0" and fixed panels in the centre) |  | No |  | 0
7.2 | Casement windows in washroom
16 guage, 50mm aluminium series with 25mm x 50mm box section powder coated.
6mm Frosted glass
As approved by the Architect
Cost to include handle all the hardware and accessories.
a | sizes 2'-3"-0"x 4'-0" ht |  | Nos |  | 0
| TOTAL – 7 |  |  |  | 0
8 | FRENCH PLASTER WORK
Gypsum Board sheets shall be fitted & finished as per manufacturer's specification
8.1 | Gypsum Board ceiling |  | Sft |  | 0
P/f 12mm thick gypsum board Flat false ceiling with recessed part of required size/ shape as per design and as indicated in Reflected Ceiling Plan provided, with AL framing, fiber glass mesh tape with compound over joints, making openings for light fittin
8.2 | POP punning on wall. |  | Sft |  | 0
Providing and Applying Gypsum plaster (Saint Gobain / Supreme – Elite Make) to RCC surfaces as well as Masonry surfaces in all positions for ceilings (8-12mm for ceiling ) and Walls (12 - 15mm for walls) including staging / scaffolding, surface prepa
| TOTAL – 8 |  |  |  | 0
9 | PAINTING / POLISHING
9.1 | The surface to be painted shall prepared and applied with two coats of primer, two coats of putty and touch up putty if required to achieve smooth finish. The surface shall be painted with three coats of enamel paint/Acrylic paint of approved make and sh |  |  |  | 0
Luster (Asian / Nerolac ) in 3 finishing coats; Refer General Specs
9.2 | Ceiling |  | Sft |  | 0
Acrylic emulsion (Asian / Nerolac) in 3 finishing Coat; Refer General Specs
9.2 | Wall paints - Acrylic emulsion / Lustre (Asian / Nerolac) in 3 finishing Coat as specified: Refer General Specs |  | Sft
9.3 | Highlight / Texture paint |  | RO |  | 0
9.4 | PU finish paint |  | Sft
0
| TOTAL - 9 |  |  |  | 0
10 | MISCELLANEOUS
10.1 | 3M FROSTED/ETCHED FILM
| Providing and fixing 3M frosted/etched film of approved texture and pattern to Glass surface as per the detailed drawings and as directed by the Architect. |  | Sft
10.2 | P&Installing wall paper as approved by the architect, surface to be prepared, cleaned, sanded and etc on the POP finished wall. |  | RO
Two coats of primer and putty to be applied on the wall to receive wall paper.
Basic cost of wall paper 150/-
10.3 | Room Signages : Room Signages with braille language : Providing and Fixing Internal signages for Rooms - with braille language - made out of 2 mm thick SS Plate with Brush steel finish grade 316 or any other equivalent material, overall size to be 450mm |  | Nos
10.4 | General Luminous Fire Exit Signages: Providing and installing Double sided glow signs- fire exit signage at locations indicated by the architect including all exit points and direction signage. Size of Glow signage to be 300mm X 100mm. |  | Nos
10.5 | Push/ Pull signages for all glass doors - Providing and installing Push / Pull signages made out of colored vinyl . Size of the signage - 150 x 40mm. |  | RO
10.6 | Providing and fixing in position Roller blind (of specified make as per list of approved manufacturer) . The control end cap accomodate gear and ball chain pully.GSM ----370 manual. Fabric as approved by the Architect.
Basic rate of Roller Blinds Rs 250/- Sft
* | V1 - "L" Shaped window opening size 7'-3" + 7'-9" x 4'- 6" ht (2 casement in corners of size 2'-0" and fixed panels in the centre) |  | No
* | Window opening size 17'-6" x 4'-6"ht (2 casement in corners of size 2'-0" and fixed panels in the centre.) |  | No
* | V3 - "L" Shaped window opening size 8'-6" + 7'-9" x 4'- 6" ht (2 casement in corners of size 2'-0" and fixed panels in the centre) |  | No
* | Conference room - Window opening size 16'-3" x 4'-6"ht (2 casement in corners of size 2'-0" and fixed panels in the centre.) |  | No
* | MCD Cabin - "L" Shaped window opening size 8'-0" + 7'-9" x 4'- 6" ht (2 casement in corners of size 2'-0" and fixed panels in the centre) |  | No
10.7 | Entrance Floor Mats-- Providing and installing trapper floor matting (Heavy duty) as per manufacturer specification Source :- Euronics Basic cost Rs 220/- per sft FOR at site |  | No
10.9 | S.S TRANSITION TRIMS IN FLOORING of size 12mm x 18mm - P/f SS profile to be fitted as per detail drawing. |  | rft |  | 0
10.1 | Provision for all MEP related services such as markings, making holes and cut-outs and etc |  | L.S
10.11 | Mathadi |  | L.S
10.12 | Covering of all windows with net from the outside as safety precaution during the process of interior work. |  | L.S
| TOTAL - 10 |  |  |  | 0
| TOTAL |  |  |  | 0
Taxes extra
Material Specifications
* | Marble - Basic cost 600/- Sft excluding taxes | As approved by the architect
* | Granite - Basic cost 180/-Sft excluding taxes | As approved by the architect
* | Cement | Ultra Tech, Ambuja and ACC
* | Sand | Washed River sand
* | Water proof chemicals | Dr Fixit - Fosroc-Sunanda
* | Vitrified Tiles - Basic cost 80/- Sft excluding taxes | Nitco-Kajaria-Johnson
* | Full Body Vitrified Tile - Basic cost 125/- Sft excluding taxes | Restile-Simpolo-Nexion
* | Ceramic Tile - Basic cost 50/- Sft excluding taxes | Nitco-Kajaria-Johnson
* | Grout | Laticrete-Roff-Weber
* | Wood | First quality BTC / Teak wood
* | Plywood | Century-Greenply-Anchor
* | Laminate - Basic cost 1800/- per sheet excluding taxes | Merino-Century-Greenlam
* | Mdf | Green-Nuwud
* | Veneer - Basic cost 180/- Sft excluding taxes | Century-Greenply-Euro
* | Hardware | Hafele-Hettich-Enox
* | Glass | Saint Gobain-Asahi
* | Acrylic Surfaces | LG-Dupont
* | Aluminium | Jindal-Hindustan
* | Paints | Asian piant-Berger
* | Frosted Film | 3M-Garware
* | PVC Flooring - Basic cost 150/- sft with installation and taxes | Armstrong-Tarkett-LG
* | Carpet 6mm thk - Basic cost 150/- sft with installation and taxes | Welspun-Interface
* | Gypsum board | Saint Gobain
* | Modular Ceiling - Basic cost 140/- sft including installation, and excluding taxes. | Armstrong-India gypsum
* | Laminated Wooden Flooring - Basic cost Rs 600/- Sft including installation excluding taxes | Square foot-Xylos-Euro
* | Fabric / Upholstery - basic cost Rs/- 2000 Sqm | As approved by the architect
* | Roller Blinds Manual - Basic cost Rs/- 250 Sft | Hunter Douglas
* | Wall Paper - Bbsic cost Rs/- 150/- Sft | As approved by the architect
In the event of non-availability of any of the material specified above, 'equivalent' material may be purchased, but only after consulting the Architects
Note on B364: admin:

## Measurement sheet (hidden)
Sr. No. | Description | unit | No | Lenth | Width | Height | Total Qty.
1 | MASONARY WORK
1.1 | Demolition and Cleaning | Sft.
A | 6"thick brick wall
1 | Water body | Sft. | 1 | 22 |  | 2 | 44
2 |  | Sft. | 1 | 5 |  | 2 | 10
[5 empty] | Total |  | 54
B | 9" thick brick wall
1 | Water body | Sft. | 1 | 7 |  | 2.25 | 15.75
2 | Steps side at entrance | Sft. | 4 | 4 |  | 3.5 | 56
3 | Fins at Entrance wall | Sft. | 1 | 23 |  | 6 | 138
4 | Fins at Entrance wall | Sft. | 1 | 40.25 |  | 6 | 241.5
5 | Fins at Entrance wall | Sft. | 1 | 23.25 |  | 6 | 139.5
0
[5 empty] | Total |  | 590.75
C | Floor area
Gr. floor
| Staircase area | Sft. | 1 | 36.5 | 8.08 |  | 294.92
| Gents toilet | Sft. | 1 | 10.75 | 8.5 |  | 91.375
|  | Sft. | 1 | 4.33 | 3.08 |  | 13.3364
| Ladies toilet | Sft. | 1 | 9.83 | 4.66 |  | 45.8078
|  | Sft. | 1 | 4.5 | 5.33 |  | 23.985
|  | Sft. | 1 | 4.5 | 3.75 |  | 16.875
| counter in Ladies toilet | Sft. | 1 | 8 | 2 |  | 16
| counter in Gents toilet | Sft. | 1 | 6 | 2 |  | 12
| vertical | Sft. | 2 | 2.5 | 2 |  | 10
| Steps Marble | Sft. | 16 | 5 | 1 |  | 80
|  | Sft. | 1 | 5 | 4.5 |  | 22.5
1st floor
| Landing area | Sft. | 1 | 8.25 | 20 |  | 165
| waiting area | Sft. | 1 | 47 | 12.5 |  | 587.5
|  | Sft. | 4 | 7.5 | 3.5 |  | 105
| Changing area | Sft. | 2 | 6.33 | 6.16 |  | 77.9856
| External Area | Sft. |  |  |  |  | 0
| Patio | Sft. | 1 | 76.83 | 47.25 |  | 3630.2175
[5 empty] | Total |  | 5192.5023
D | Removing wall tiles /marble cladding
| Exterior wall/ internal wall | Sft. | 10 | 2.16 |  | 15 | 324
| Sides to column /door wall | Sft. | 12 | 3 |  | 14.75 | 531
| Central beam all 4 sides | Sft. | 20 | 7.5 |  | 2.25 | 337.5
| wall in Hall | Sft. | 1 | 20 |  | 16 | 320
| Central columns | Sft. | 6 | 5 |  | 8.5 | 255
| Wall towards toilet | Sft. | 1 | 10.75 |  | 16 | 172
| Wall at staircase | Sft. | 1 | 36.5 |  | 16 | 584
|  | Sft. | 2 | 1.25 |  | 16 | 40
| wall at toilet out side | Sft. | 1 | 10 |  | 8.5 | 85
| Wall in Gents toilet | Sft. | 2 | 10.75 |  | 8 | 172
|  | Sft. | 2 | 8.75 |  | 8 | 140
|  | Sft. | 2 | 3.08 |  | 8 | 49.28
|  | Sft. | 1 | 6.33 |  | 8 | 50.64
| Wall in Ladies toilet | Sft. | 2 | 10.16 |  | 8 | 162.56
|  | Sft. | 2 | 4.66 |  | 8 | 74.56
|  | Sft. | 4 | 4.25 |  | 8 | 136
|  | Sft. | 2 | 5.33 |  | 8 | 85.28
|  | Sft. | 2 | 3.75 |  | 8 | 60
| Paatio budda back wall | Sft. | 1 | 29 |  | 6.5 | 188.5
0
0
[5 empty] | Total |  | 3767.32
3.1 | Fully Glazed Partition upto 9'-0" ht
| front side | Sft. | 5 | 7.5 |  | 9 | 337.5
| Stairs side- central | Sft. | 1 | 16 |  | 10 | 160
| Stair side | Sft. | 4 | 2.5 |  | 10 | 100
| Main door central | Sft. | 1 | 2 |  | 9 | 18
| Above Beam level Main entrance side | Sft. | 7 | 7.5 |  | 4.5 | 236.25
| Above Beam level Staircase side | Sft. | 1 | 3.5 |  | 4.5 | 15.75
|  | Sft. | 2 |  |  |  | 0
0
[5 empty] | Total |  | 867.5
3.2 | Full ht. Glass doors
12mm thick glass
a | 3'0" X 9'0"
| Staircase area / Toilet side area ( hall area) | No. | 2 |  |  |  | 2
b | 3'6" X 9'0"
| Staircase area( Outside area to Insode re | No. | 2 |  |  |  | 2
C | 3'9" X 9'0"
| Hall Entry | No. | 4 |  |  |  | 4
3.3 | Plywood Paneling
A | Ply panelling | Sft. | 1 | 35 |  | 16 | 560
B | Fabric panelling | Sft. | 1 | 35 |  | 16 | 560

## Civil Interior Plumbing work
CIVIL, Interiors and Plumbing
SR NO | DESCRIPTION | QTY | UNIT | RATE | AMOUNT
1 | MASONARY WORK
1.01 | Demolition and Cleaning
1.01.1 | 6" thk brick wall | 100 | Sft
1.01.2 | 9" thk. Brick wall | 100 | Sft
1.01.3 | Removal/ Breaking Onyx on column/ wall | 1958.0629 | Sft
1.01.4 | Removal/ Breaking of Flooring tiles/ Paver block | 6500.0019 | Sft
1.01.5 | Removal/ Breaking of Solid Concrete Fins | 109.9976 | Sft
1.01.6 | Demolition of existing PCC and substrata upto depth of approx 1m
1.01.7 | Removal/ Dismantling of wooden window approx size - 2300mm W x 1200mm H | 4 | No.
1.01.8 | Removal of Fabric on acoustical paneling | 613.0367 | Sft
1.01.9 | Removal/ Breaking of laminate/ wooden paneling including Door frame | 1350.002 | Sft
1.01.10 | Removal/ Breaking of double doors with glass panels (with or without frame) of size 2250mm x 2700mm | 2 | Nos
1.01.11 | Removal/ Breaking of Existing Steps and PCC and substrata upto 1000mm height at Main Entrance | 250.0032 | Sft
1.01.12 | Removal / Breaking of Gypsum ceiling | 4750.0007 | Sft
1.01.13 | Removal / Breaking of wooden ceiling/ ACP ceiling | 999.9972 | Sft
1.01.14 | Removal/ Breaking of wooden flooring behind banquet water cascade | 75 | Sft
1.01.15 | Removal/ Breaking of old Ducts | 500 | Sft
1.01.16 | Removal of old Sanitary fittings | 15 | No.
1.01.17 | Removal of old Plumbing fittings (Total 3 no of Washrooms) | 3 | Units
1.01.18 | Removal /breaking of old PCC and Soil /Brick bat/ waterproofing | 500 | Sft
1.01.19 | Removing / breaking old wiring and conduits from ceiling wall and other areas of work. | 1 | Job
1.01.20 | Removal/ Demolition of Furniture | 350.0011 | Sft
* | Cost of carting away debris from site. | 10 | Nos
| Cost of Scaffolding for Double height area. | 1 | Lot
| Contractor shall inspect site, refer to the proposed plan and determine extent of demolition | 1 | nos
1.02 | Pest Control
| To all the services, for termite and rodent and wood-borers treatment of the entire floor. | 5088.0007 | QRO
1.03 | CIVIL AND ALLIED WORK
1.03.1 | AAC block work
Providing and Constructing of SIPOREX masonary wall as specified in Drawings, having cement sand mortar ratio 1:2:4 at locations specified in drawings including double scaffolding, staging, raking of joints, watering but excluding cement plaster finishes, also includes providing RCC concrete mix M20 stiffners at every 1.2m height horizontally & 2.4m c/c between vertical stiffeners. The size of the stiffer shall be 100mm height X the width of the wall reinforced.
a. | 100mm Thick Internal Wall - toilet | 174.8068 | Sft
1.03.2 | Brick Wall
Providing and Constructing brick masonary wall as specified in Drawings, having cement sand mortar ratio 1:4 at locations specified in drawings including double scaffolding, staging, raking of joints, watering but excluding cement plaster
| 4" thk Brick work for ledge in toilet | 24.6023 | Sft
1.03.3 | Concrete block
| 150mm thk hollow concrete block work wall with reinforcement and concrete packing in the cavities as per instruction from the Site In-charge. | 349.8221 | Sft
1.04 | Cement Plaster, single coat-12 to 15mm thk on new brick work | 799.8487 | Sft
Wall surface to be free from any loose particles before plastering
Surface to be watered well before plastering.
Bond coat to the brick wall
Preparing surface before applying plaster with appropriate anti shrinkage compound to plaster / admixture. The rate to be inclusive of 20 guage chicken wire mesh at the junction of masonry and RCC, etc. complete.
Plaster to be cured for at least 5 days.
1.05 | Brickbat coba waterproofing with approved waterproofing
1:4 ratio cement mortar, using good quality Brick bat
Cured and tested with water filling for 7 day
| Upto 150 mm thickness | 49.6383 | Sft
1.06 | Rubble packing | 237.3962 | Cft
1.07 | Chemical Waterproofing on wall & floor | 139.6652 | Sft
Toilets
Providing and Applying two component polymer based cementitious waterproofing system with guarantee (Refer Gen water proofing specs)
Cleaning the internal surface areas thoroughly so that they are free of all contaminants like dirt and laitance and to remove all the loose materials by means of various mechanical means.
Applying two coats of 2 component acrylic cementitious coating in two coats all over the sunken slab including over angular fillet and vertically up to 4'-0" on the walls, achieving a uniform thk of 2 mm thickness.
Laying protection plaster of 12mm thk with integral waterproofing compound.
Dr Fixit product or equivalent.
1.08 | P.C.C. flooring.
| 75 - 100 mm thick screed concrete flooring. | 200.2019 | Sft
Providing & laying average of 75~100 mm thick with power trowelled smooth finish screed concrete flooring using 1:3:4 ratio concrete to the line and level as per the finalized bull marks. Base cleaning,chipping of loose mortor /concrete,water wash of the m
1.10 | Providing and Making RCC Plinth beam for Entrance steps | 49.7277 | cft
1.12 | Steps - built in brick with rubble packing and PCC as per site conditions and instructions from architect | 125.2395 | cft
0
2 | FLOORING/FINISHES & CLADDINGS
2.01 | Agglomerated Marble -
Composite/ aggolmerated stone cladding 18mm thk P/f machine cut of approved quality for required pattern on a bed of 1:4 CM 25mm average thickness including neat cement float,filling, thereafter laying white cement before laying marble in position, providing & application of Sealers (Make - Aquamix or equivalent) on 5 sides of Italian marble flooring, joints finished with neat cement slurry, etc as per design including curing, cleaning complete as directed and as approved by the IDC ; cost includes polishing of marble. with 6mm metal profile as per design requirement and drawings.
(Basic cost of stone upto Rs.250 per sft)
a | Column & Beam cladding | 2800.0318 | Sft
2.02 | Flooring Tile
2.02.1 | Providing and laying Outdoor Porcelain stoneware tile flooring of size 600mm x 600mm OR 1200mm x 600 of approved shade and make over minimum 20~25mm thick cement mortar bed of 1:4 to make up required finished floor level OR layed with adhesive as per site condition. As specified the architect. | 6500.0019 | Sft
Filling the joints with Roff/Bal-endura make polymer joint filling compound of the same shade or as specified. The rate shall include costs of transport and protection of Granite with Gypsum sheet or 9mm plywood.
Basic Cost of tile Rs 90/- Sft Size - 600mm x 600mm
Basic Cost of tile Rs 105/- Sft Size - 600mm x 1200mm
2.02.02 | Vitrified Tile
a | P/f Vitrified Tile Flooring
| Basic Cost of tile Rs 90 /- Sft Size 800mm x 1600mm | 44.9958 | Sft
b | Vitrified wall tiling | 199.9986 | Sft
Same as item no 2.02.2a
c | Tile cladding 3mm thk Techlam slim slab - Entry Porch (Basic cost of stone upto Rs.350 per sft) | 775.4149 | Sft
d | Engineered Wooden Flooring - basic rate incl transport and inst 400/- at site | 75 | Sft
2.3 | Wash Basin Counters :
Cutting , Shifting, Laying & Fixing of approved shade of 18mm thk Marble for wash basin counter 600 mm D & 100mm H, with 18mm thk marine ply used as base supported with MS framing, making cut-outs for wash basins & required plumbing fixtures including app
Cost to include moulding , chamferings and polishing.
a. | Gents and Ladies washroom | 20.4008 | Rft
Overall size : 2'-0" deep x 2-6" ht
Top finish in Marble as approved
As per the detail drawing
0
3 | CARPENTRY WORK
PARTITION,PANELING, PELMETS,PLY CEILINGS & SKIRTING
3.01 | Fully Glazed Frameless Partition upto 9'-0" ht | 319.9967 | Sft
Providing and fixing fully glazed partition made in 12mm thick toughened glass panels held in position fixed on base Frame support on the floor and ceiling to hold as per drawings, including 2 doors of approx size 1000mm W x 2600mm H on floor springs, patch fittings, and other necessary hardware including door handle with lock provision of Dorma or equivalent band as per selection.
3.02 | 12mm thick toughened glass panel of size 3000mm W x 4750mm H - to replace existing cascade glass. | 14.25 | Sft
3.03 | Paneling & Partitions
3.03.01 | Aluminium Frame Work For Partition, Panelling
3mm thk , Aluminium framework of Jindal make for panelling/partition at 600 mm c/c - both ways fixed to wall /from floor to slab & from slab to respective ceiling heights as shown in drawing.
a. | 50mm x 38mm Aluminium sections for partitions | 875.3193 | Sft
b. | 38mm x 25mm Aluminium sections | 1885.5948 | Sft
c. | 25mm x 25mm Aluminium sections | 200 | Sft
d | Framing for the external portal (50mm x 50mm) | 434.2544 | Sft
3.03.02 | Marine plywood fixing to all frame work
Marine Ply conforming to IS 710 of app. make, fixed to existing framework with flat
a. | Edges to be tightly screwed to aluminium framework at 300 mm
b. | 6 mm ply
c. | 9 mm ply | 2199.9889 | Sft
d. | 12 mm ply | 1249.9808 | Sft
3.03.03 | Cement fibre sheet 12mm thk - fixing to all frame work | 500.2544 | Sft
3.04 | Mirror panelling
3.04.01 | Mezzanine Lounge, Banquet, Green Room | 499.5996 | Sft
Providing and Fixing 6mm thk laminated mirror on 12mm thk Marine ply and the back of Ply to be painted in black japan.
40mm x 25mm wooden beading / edge profiles on the edges as approved by the architect.
Mirror shall be fixed with required 3M tape and silicone.
3.04.02 | Washroom & Green room Mirrors | 149.6375 | Sft
P/ F 6/8mm thk edge polished clear Mirror skin on existing ply with provision for LED light. Mirror fixed to the ply backing with required 3M tape, silicone sealants
3.05 | Laminate Finished over Plywood | 1000.0032 | Sft
1mm thick approved laminate to be used
3.06 | P/f App. Wallpaper over ply backing (Rs.250/- sft incl installation) | 100 | Sft
3.07 | P/f App. Fabric Paneling over existing acoustic paneling | 650.005 | Sft
3.08 | Providing Fixing Veneer with PU Polished finish face | 50 | Sft
3.09 | Ribbed wooden paneling
| Providing & Fixing Wooden Patti Paneling made to be alluminium framing with 12mm thk plywood and finish with approved colour laminate & above the laminate wooden beading patti with Polish finish. | 70 | Sft
3.10 | HDF Rafter
3.11 | Entrance Portal Double height
| Providing & Fixing SS finish Entrance portal made to be Aluminium framing with 12mm thk sheraboard finish & step profile finish approved colour 1mm thk SS sheet & balance area finish in approved colour ACP as per detail drawing design given by architect. | 990 | Sqft
3.12 | Metal Screen - Aluminum 6mm sheet router cut as per design | 500 | Sft
3.13 | DOORS
3.13.01 | TW door frames
Providing and Fixing Teak Wood door frame upto thickness of wall, size 75mm X 150mm X 2600mm full size fixed with dash fastners of required size.
Melamine polish to frames, shade as approved
a | Size: 2200mm x 2660mm ht. 150mm deep | 2 | Nos
b | Size: 900mm x 2700mm ht - 75mm deep for partition doors | 3 | Nos
c | Size : 900mm x 2400mm Service door, Toilet door | 3 | Nos
d | Size : 1050mm x 2100mm -changing room entry door | 2 | No
e | Size : 800mm x 2100mm - Toilet door | 1 | No
3.13.02 | Solid Doors
Anchor sevak or equivalent make flush doors
Both the side of the door finished in approved shade of laminate.
9mm thk TW edge beading, polished in matching or as approved
Door hinge 551 BB, 4" x 3" x 3 mm class 8
24" S.S. handle with dead lock
Approved Hafele make or equivalent
Cost to include all hardware fittings, transport, packing and etc.
a | Size: 1050mm x 2100 mm full ht. | 2 | Nos
b | Size: 900mm x 2600 mm full ht - (40mm thk) | 2 | No
c | Size: 925mm x 2100 mm full ht -Service entry Door (40mm thk) | 2 | Nos
* | 6mm thk vision glass panel of size 12" x 18"ht
d | Size : 900mm x 2100 mm full ht -Toilet door (45mm thk) | 1 | Nos
e | Size : 900mm x 2100 -Green room 40 mm thk | 1 | Nos
3.13.03 | Refurbishing existing Toilet doors of approx size - 750mm x 2100mm | 7 | Nos.
3.13.04 | Main External Entry door of size - 2400 x 2700 | 1 | PS
3.15 | Refurbishing in tread , to provide led profile fixture. |  | PS
3.19 | DJ Console of size 2100mm L x 600mm D x 1200mm H made in 18mm marine ply conforming to IS 710 of app. make. Front Apron and top ledge finished in Agglomerated Marble 12mm thk as per drawings | 1 | Nos
3.20 | Green Room - Make up table
| P/f Unit of size 2150mm L x 600mm D x 900mm H finished in 1mm thk approved Laminate with corian countertop with drawers, shutters, and hardware as per drawing. | 1 | Nos.
3.24 | Seating Ledge in mezzanine lounge 50mm thk of approx size - 2300mm L x 950mm W finished in veneer with melamine polish finished with upholstered seat of size 1600mm W x 950D and upto 150mm and upholstered Back rest of size upto 1600mm x 400mm x 75mm thk. Ply box support below ledge finished with agglomerated of size 2300mm L x 300mm H, as per drawing | 3 | Nos.
3.24 | Ledge in Green room upto 50mm thk of approx size - 2300mm L x 950mm W finished in veneer with melamine polish with bracket supports as per drawing. | 1 | No
3.25 | Ledge in Changing room upto 50mm thk of approx size - 1800mm L x 450mm W finished in veneer with melamine polish with bracket supports as per drawing. | 2 | No
0
4 | CEILING AND GYPSUM WORKS
4.01 | Gypsum Board ceiling
| P/f 12mm thick gypsum board Flat false ceiling with recessed part of required size/ shape as per design and as indicated in Reflected Ceiling Plan provided, with framing, fiber glass mesh tape with compound over joints, making cutout for light fitting | 5500 | Sft
4.02 | P/f 12mm thick Gypsum board with MR grade Flat false ceiling with recessed part of required size/ shape as per design and as indicated in Reflected Ceiling Plan provided, with framing, fiber glass mesh tape with compound over joints, making cutout for light fitting. | 300 | Sft
For all Toilets and Wet area Ceiling
4.03 | Providing and fixing Bulk head ceiling in with Aluminium pipe framing of 50mm x 50 mm x 3mm thick with 12 mm ply and ACP panels 4mm thk with 0.5 Aluminium coil to fix on the same, this is to cover the AHU machine and provide trapdoor in it for maintanance. (This include the vertical ht Upto 3'-0") | 1499.9961 | Sft
4.04 | P/f Fibre cement board wood look alike ceiling including framing. Make Green Apple UV Board or equivalent including Trapdoors | 450.0007 | Sft
4.05 | Gypsum board "L" shaped light cove | 299.9968 | Rft
Gypboard profiles as shown in detail
4.06 | Ply backing with supports for fixing light fixtures in the ceiling including Chandelier | 300 | sft
4.07 | Vertical Drop in Gypsum ceiling | 200 | Sft
0
5 | Loose Furniture
MEETING ROOM BELOW MEZZANINE
5.01 | 3 seater Sofa size 2250mm L x 800 mm D x 800mm H |  | Nos
5.02 | Armchairs - 800mm L x 800mm D x 800mm H | 12 | Nos
5.03 | Tables - 1500mm L x 700 mm D x 800mm | 2 | Nos
5.04 | Side Tables -450mm Dia x 500mm H |  | Nos
5.05 | Side Tables -450mm x 45mm x 500mm H |  | Nos
MEZZANINE LOBBY
5.06 | Armchairs - 750mm L x 750mm D x 800mm H | 2 | Nos.
5.07 | Side Tables - 450mm Dia x 500mm H | 1 | Nos.
MEZZANINE LOUNGE
5.08 | Armchairs - 900mm L x 850mm D x 800mm H | 5 | Nos.
5.09 | Armchairs - 750mm L x 750mm D x 800mm H | 3 | Nos.
5.10 | Centre Tables - 1600mm L x 900mm D x 800mm | 2 | Nos.
0
6 | PAINTING / POLISHING
6.01 | The surface to be painted shall prepared and applied with two coats of primer, two coats of putty and touch up putty if required to achieve smooth finish. The surface shall be painted with three coats of enamel paint/Acrylic paint of approved make and sh
Asian Royale or equivalent in 3 finishing coats; Refer General Specs
6.02 | Ceiling | 5000 | Sft
Acrylic emulsion (Asian Royale/ Nerolac) in 3 finishing Coat; Refer General Specs
6.03 | Wall paints - Acrylic emulsion / Lustre (Asian / Nerolac) in 3 finishing Coat as specified: Refer General Specs | 1000 | Sft
6.04 | Highlight / Texture paint | 100 | Sft
6.05 | PU finish paint | 100 | Sft
6.06 | Enamal paint on MS Structure | 3500 | Sft
6.08 | Compound Wall fins refurbishment |  | PS
0
7 | MISCELLANEOUS
7.01 | Floor Protection - P/f ply to protect existing Marble flooring in Banquet hall, Mezzanine floor, exterior under bulkhead | 4500 | Sft
7.02 | Marble polishing
7.02.01 | Marble polishing of existing flooring | 4300 | Sft
7.02.02 | Marble polishing of existing wall cladding | 1872.4977 | Sft
Plumbing work
A | Sanitry & CP fitting
Supply of the following CP and sanytry fixtures including all the required acessories to install the fixtures and fittings.
3 | Waste coupling(Model:- K-20746IN-BV) | 7 | Pcs
4 | Bottle trap(Model:- K-75823in-Cp) | 7 | Pcs
8 | Health Faucet(Model:- K-77364IN-CP) | 5 | Pcs
9 | WC Connector(Model:-K-1046327) | 5 | Pcs
12 | Angle Cock(Mode:- Kohler-80154IN-4-CP) | 7 | Pcs
15 | 100x100 SS jali for nahani trap | 8 | Pcs
B | Supply and installation of piping and other misc work
1 | 1" GI TATA Main Pipe Line for water supply | 10 | RM
2 | 1/2" GI TATA Main Pipe Line for water supply | 2 | RM
3 | 110 mm CI Pipe Line for WC including all the required fittings for connection to WC drainage line. | 15 | RM
4 | 75 mm CI Pipe Line for WC including all the required fittings for connection to NT waste line. | 15 | RM
5 | 1" Zoloto Brace High Pressure Capacity Valve with required hardware and acessories complete as required. | 1 | NO
6 | 1/2" Zoloto Brace High Pressure Capacity Valve with required hardware and acessories complete as required. | RO | RM
7 | 1" CPVC Pipe Line for water supply | RO | RM
8 | 1/2" CPVC Pipe Line for water supply | RO | RM
9 | 110 mm SWR type-B as per IS 13592 pipe Line for WC including all the required fittings for connection to WC drainage line. | RO | RM
10 | 75 mm SWR type-B as per IS 13592 pipe for WC including all the required fittings for connection to NT waste line. | RO | RM
11 | 75mm CI Nahani Trap and Fitting | 8 | NO
C
1 | ITC of flush Tank, Jet Spray, W.C., Flush Plate, bib Cock, robhook, paper holder and other misc items required in the WC cubical, all fitting fixing with complete finishing work as per the architect satisfaction. | 1 | No.
2 | ITC of Jet Spray, W.C without flush tank (the existing flush tank to be used), Flush Plate, bib Cock, robhook, paper holder and other misc items required in the WC cubical, all fitting fixing with complete finishing work as per the architect satisfaction. | 5 | No.
3 | ITC of Wash Basin, Pilor Cock, Angle Cock, Bottle Trap and Waste Coupling Fixing Complete Work and Fitting | 7 | No.
4 | ITC of Sensor Shop Dispenser, 5.5", Extension Providing Eveready Ultr Alkaline Batterires Providing and Shop Bottle Holder Drilling and Fixing Complete Work and Fitting | 5 | No.
5 | ITC of paper towel dispenser | 4 | No.
6 | ITC of 100x100 Nahani Trap jali complete Work and Fitting | 8 | No.
Note on A250: admin:
Note on A268: admin:

## Plumbing (hidden)
PROJECT : INTERIOR WORKS FOR BLUESEA BANQUETS
PLUMBING BOQ -PROVISIONAL ITEMS AND QUANTITIES
Sr.No. | Description |  | Qty | Unit | Rate (Rs.) | Amount
A | Sanitry & CP fitting | Model No
Supply of the following CP and sanytry fixtures including all the required acessories to install the fixtures and fittings.
3 | Waste coupling(Model:- K-20746IN-BV) |  | 7 | Pcs
4 | Bottle trap(Model:- K-75823in-Cp) |  | 7 | Pcs
8 | Health Faucet(Model:- K-77364IN-CP) |  | 5 | Pcs
9 | WC Connector(Model:-K-1046327) |  | 5 | Pcs
12 | Angle Cock(Mode:- Kohler-80154IN-4-CP) |  | 7 | Pcs
15 | 100x100 SS jali for nahani trap |  | 8 | Pcs
B | Supply and installation of piping and other misc work
1 | 1" GI TATA Main Pipe Line for water supply |  | 10 | RM
2 | 1/2" GI TATA Main Pipe Line for water supply |  | 2 | RM
3 | 110 mm CI Pipe Line for WC including all the required fittings for connection to WC drainage line. |  | 15 | RM
4 | 75 mm CI Pipe Line for WC including all the required fittings for connection to NT waste line. |  | 15 | RM
5 | 1" Zoloto Brace High Pressure Capacity Valve with required hardware and acessories complete as required. |  | 1 | NO
6 | 1/2" Zoloto Brace High Pressure Capacity Valve with required hardware and acessories complete as required. |  | RO | RM
7 | 1" CPVC Pipe Line for water supply |  | RO | RM
8 | 1/2" CPVC Pipe Line for water supply |  | RO | RM
9 | 110 mm SWR type-B as per IS 13592 pipe Line for WC including all the required fittings for connection to WC drainage line. |  | RO | RM
10 | 75 mm SWR type-B as per IS 13592 pipe for WC including all the required fittings for connection to NT waste line. |  | RO | RM
11 | 75mm CI Nahani Trap and Fitting |  | 8 | NO
C
1 | ITC of flush Tank, Jet Spray, W.C., Flush Plate, bib Cock, robhook, paper holder and other misc items required in the WC cubical, all fitting fixing with complete finishing work as per the architect satisfaction. |  | 1 | No.
2 | ITC of Jet Spray, W.C without flush tank (the existing flush tank to be used), Flush Plate, bib Cock, robhook, paper holder and other misc items required in the WC cubical, all fitting fixing with complete finishing work as per the architect satisfaction. |  | 5 | No.
2 | ITC of urinal, urinal sensor, sensor plate Fixing Complete Work and Fitting |  | 0 | No.
3 | ITC of Wash Basin, Pilor Cock, Angle Cock, Bottle Trap and Waste Coupling Fixing Complete Work and Fitting |  | 7 | No.
4 | ITC of Sensor Shop Dispenser, 5.5", Extension Providing Eveready Ultr Alkaline Batterires Providing and Shop Bottle Holder Drilling and Fixing Complete Work and Fitting |  | 5 | No.
5 | ITC of paper towel dispenser |  | 4 | No.
6 | ITC of 100x100 Nahani Trap jali complete Work and Fitting |  | 8 | No.
[5 empty] | Total | 0

## MeasurementSheetCivil&Interior
PROJECT : INTERIOR WORKS FOR TAJ SATS OFFICE
Measurements
SR.NO. | DESCRIPTION | LENGTH (MM) | BREADTH (MM) | HEIGHT (MM) | UNIT | NOS. | QUANTITY (RMT/ SMT) | QTY (RFT / SFT) | REMARKS
I | MASONRY WORK
1.1 | Demolition and Cleaning
CIVIL AND ALLIED WORK
1.1.3 | Onyx cladding on wall
a | Mezzanine facade
| wall | 10900 |  | 2600 |  | 1 | 28.34
|  | -1400 |  | 2600 |  | 2 | -7.28
|  | 584 |  | 2600 |  | 3 | 4.5552
|  | 900 |  | 2600 |  | 6 | 14.04
| Mezzainine and Facade columns | 584 |  | 4750 |  | 3 | 8.322
|  | 667 |  | 4750 |  | 5 | 15.8413
|  | 900 |  | 4750 |  | 13 | 55.575
|  | 510 |  | 4750 |  | 1 | 2.4225
|  | 1800 |  | 4750 |  | 1 | 8.55
|  | 330 |  | 4750 |  | 1 | 1.5675
|  | 400 |  | 4750 |  | 1 | 1.9
| Horizontal surfaces | 2290 |  | 610 |  | 4 | 5.5876
|  | 2225 |  | 610 |  | 2 | 2.7145
|  | 2250 |  | 610 |  | 1 | 1.3725
|  | 2185 |  | 610 |  | 1 | 1.3329
|  | 2235 |  | 610 |  | 1 | 1.3634
|  | 1905 |  | 610 |  | 1 | 1.1621
|  | 1220 |  | 610 |  | 1 | 0.7442
|  | 2060 |  | 610 |  | 1 | 1.2566
|  | 2250 |  | 450 |  | 3 | 3.0375
|  | 2185 |  | 450 |  | 3 | 2.9497
|  | 2235 |  | 450 |  | 3 | 3.0173
|  | 1905 |  | 450 |  | 3 | 2.5718
|  | 1220 |  | 450 |  | 3 | 1.647
|  | 2060 |  | 450 |  | 3 | 2.781
165.3714
| Provisional 10% | [5 empty] | 16.5371
| TOTAL |  |  |  | smt |  | 181.9085 | 1958.0629 | sft
1.1.4 | Exterior flooring Demolition
| Main banquet area | [5 empty] | 289.0885
| NAB | [5 empty] | 240.8
529.8885
| Provisional 10% | [5 empty] | 52.9889
| TOTAL |  |  |  | smt |  | 582.8774 | 6274.0919 | sft
1.1.5 | Exterior concrete fin Demolition | 3500 |  | 2600 | smt | 1 | 9.1
| Provisional 10% | [5 empty] | 0.91
| TOTAL |  |  |  | smt |  | 10.01 | 107.7476 | sft
1.1.8 | Acoustical Panel Fabric | 10900 |  | 4750 | smt | 1 | 51.775
| Provisional 10% | [5 empty] | 5.1775
| TOTAL |  |  |  | smt |  | 56.9525 | 613.0367 | sft
1.1.9 | Laminate/ Wooden panelling/ partitions including doors
a | Mezzanine
| Mezzanine | 14250 |  | 2400 |  | 1 | 34.2
|  | 1300 |  | 2400 |  | 1 | 3.12
|  | 2750 |  | 2400 |  | 1 | 6.6
|  | 3350 |  | 2400 |  | 1 | 8.04
|  | 2950 |  | 2400 |  | 1 | 7.08
|  | -900 |  | 2400 |  | 1 | -2.16
| Lower floor | 1450 |  | 2600 |  | 2 | 7.54
|  | 1100 |  | 2600 |  | 2 | 5.72
|  | 2000 |  | 2600 |  | 2 | 10.4
|  | -950 |  | 2600 |  | 2 | -4.94
| Banquet Hall fins | 1200 |  | 5000 |  | 2 | 12
| External - Entrance portal | 1525 |  | 2600 |  | 2 | 7.93
|  | 2300 |  | 1550 |  | 1 | 3.565
| Mezzanine level windows | 2300 |  | 1500 |  | 4 | 13.8
112.895
| Provisional 10% | [5 empty] | 11.2895
| TOTAL |  |  |  | smt |  | 124.1845 | 1336.722 | sft
1.1.12 | Removal/ Breaking of old Steps and PCC at Main Entrance
| Main banquet area | 5000 |  | 3000 |  | 1 | 15
|  | 1450 |  | 2000 |  | 1 | 2.9
17.9
| Provisional 10% | [5 empty] | 1.79
| TOTAL |  |  |  | smt |  | 19.69 | 211.9432 | sft
1.1.13 | Dismantling Gypsum Ceiling
| Below Mezzanine | [5 empty] | 33.32
| Toilet Lobby | [5 empty] | 8.5
| Gents Toilet | [5 empty] | 6.4
1.25
| Ladies Toilet | [5 empty] | 4.4
1.42
1.8
| Powder | [5 empty] | 1.64
2.34
| Banquet | [5 empty] | 212.5
| Mezzanine ceiling | [5 empty] | 36.68
72.4
| Office | [5 empty] | 11.08
393.73
| Provisional 10% | [5 empty] | 39.373
| TOTAL |  |  |  | smt |  | 433.103 | 4661.9207 | sft
1.1.13 | Dismantling ACP/Wooden Ceiling
| External | 24750 |  | 750 |  | 1 | 18.5625
| Toilet Lobby | 24750 |  | 2000 |  | 1 | 49.5
68.0625
| Provisional 10% | [5 empty] | 6.8063
| TOTAL |  |  |  | smt |  | 74.8688 | 805.8872 | sft
1.1.13 | Dismantling fixed Furniture
| Office | 3750 |  | 2400 |  | 1 | 9
|  | 1850 |  | 2400 |  | 1 | 4.44
|  | 1150 |  | 2400 |  | 2 | 5.52
|  | 1100 |  | 2600 |  | 2 | 5.72
24.68
| Provisional 10% | [5 empty] | 2.468
| TOTAL |  |  |  | smt |  | 27.148 | 292.2211 | sft
1.3.1 | 4" siporex blockwork
| Bridal room | 2750 |  | 3000 |  | 1 | 8.25
|  | 3000 |  | 3000 |  | 1 | 9
|  | -800 |  | 2400 |  | 1 | -1.92
|  | -900 |  | 2600 |  | 1 | -2.34
12.99
| Provisional 10% | [5 empty] | 1.299
| TOTAL |  |  |  | smt |  | 14.289 | 153.8068 | sft
1.3.2 | 4" Concrete Block work
| Entry Portal | 3000 |  | 3450 |  | 2 | 20.7
|  | 4800 |  | 2700 |  | 1 | 12.96
|  | -2400 |  | 2700 |  | 1 | -6.48
27.18
| Provisional 10% | [5 empty] | 2.718
| TOTAL |  |  |  | smt |  | 29.898 | 321.8221 | sft
1.3.2 | 4" Brick Work
| Toilet ledge | 1450 |  | 1200 |  | 1 | 1.74
1.74
| Provisional 10% | [5 empty] | 0.174
| TOTAL |  |  |  | smt |  | 1.914 | 20.6023 | sft
1.5 | Brickbat coba waterproofing with approved waterproofing
| Mezzanine washroom | 2600 |  | 1450 |  | 1 | 3.77
3.77
| Provisional 10% | [5 empty] | 0.377
| TOTAL |  |  |  | smt |  | 4.147 | 44.6383 | sft
| Rubble Packing | 1200 | 4700 | 800 | cft | 1 | 4.512
|  | 2000 | 1000 | 800 |  | 1 | 1.6
6.112
| Provisional 10% | [5 empty] | 0.6112
| TOTAL |  |  |  | cft |  | 6.7232 | 237.3962 | cft
1.6 | Chemical Waterproofing on wall & floor
| Mezzanine washroom | 2600 |  | 1450 |  | 1 | 3.77
|  | 2600 |  | 1000 |  | 2 | 5.2
|  | 1450 |  | 1000 |  | 1 | 1.45
|  | 700 |  | 1000 |  | 1 | 0.7
11.12
| Provisional 10% | [5 empty] | 1.112
| TOTAL |  |  |  | smt |  | 12.232 | 131.6652 | sft
1.7 | PCC
| Mezzanine washroom | 2600 |  | 1450 |  | 1 | 3.77
| External Entrance | 2000 |  | 1500 |  | 1 | 3
|  | 5000 |  | 1200 |  | 1 | 6
0
12.77
| Provisional 10% | [5 empty] | 1.277
| TOTAL |  |  |  | smt |  | 14.047 | 151.2019 | sft
1.7 | RCC Beam
| External - Entrance portal | 5150 | 200 | 150 |  | 2 | 10.9122
|  | 3000 | 200 | 150 |  | 2 | 6.3566
17.2689
| Provisional 10% | [5 empty] | 1.7269
| TOTAL |  |  |  | cft |  | 18.9958
1.7 | RCC plinth Beam
| External - Entrance portal | 5150 | 750 | 150 |  | 1 | 20.4605
|  | 3000 | 750 | 150 |  | 2 | 23.8374
44.2979
| Provisional 10% | [5 empty] | 4.4298
| TOTAL |  |  |  | cft |  | 48.7277
1.7 | Brick Steps
| External - Entrance portal | 4700 | 300 | 150 |  | 1 | 7.4691
|  | 4700 | 300 | 300 |  | 1 | 14.9381
|  | 4700 | 300 | 450 |  | 1 | 22.4072
|  | 4700 | 300 | 600 |  | 1 | 29.8762
|  | 4700 | 300 | 750 |  | 1 | 37.3453
112.0359
| Provisional 10% | [5 empty] | 11.2036
| TOTAL |  |  |  | cft |  | 123.2395
1.7 | Column cladding
| Banquet hall - mezzanine side | 600 |  | 5000 |  | 3 | 9
|  | 900 |  | 2600 |  | 6 | 14.04
|  | 584 |  | 2600 |  | 3 | 4.5552
| Facade side columns | 406 |  | 5000 |  | 1 | 2.03
|  | 330 |  | 5000 |  | 1 | 1.65
|  | 1800 |  | 5000 |  | 1 | 9
|  | 700 |  | 5000 |  | 5 | 17.5
|  | 500 |  | 5000 |  | 1 | 2.5
|  | 900 |  | 5000 |  | 13 | 58.5
|  | 450 |  | 5000 |  | 3 | 6.75
| Cascade side columns | 600 |  | 5000 |  | 4 | 12
|  | 450 |  | 5000 |  | 4 | 9
| Facade horizontal surfaces | 2100 |  | 300 |  | 2 | 1.26
|  | 1200 |  | 300 |  | 2 | 0.72
|  | 2250 |  | 300 |  | 8 | 5.4
|  | 2200 |  | 300 |  | 2 | 1.32
|  | 1900 |  | 300 |  | 2 | 1.14
|  | 2100 |  | 600 |  | 1 | 1.26
|  | 1200 |  | 600 |  | 1 | 0.72
|  | 2250 |  | 600 |  | 4 | 5.4
|  | 2200 |  | 600 |  | 1 | 1.32
|  | 1900 |  | 600 |  | 1 | 1.14
|  | 2285 |  | 600 |  | 4 | 5.484
|  | 3100 |  | 600 |  | 2 | 3.72
|  | 3100 |  | 600 |  | 2 | 3.72
|  | 3400 |  | 600 |  | 2 | 4.08
|  | 3400 |  | 600 |  | 2 | 4.08
| Mezzanine column cladding | 600 |  | 2032 |  | 2 | 2.4384
|  | 350 |  | 2032 |  | 2 | 1.4224
|  | 1015 |  | 2032 |  | 6 | 12.3749
|  | 1650 |  | 2032 |  | 1 | 3.3528
|  | 660 |  | 2032 |  | 1 | 1.3411
|  | 1320 |  | 2032 |  | 1 | 2.6822
|  | 1200 |  | 2032 |  | 1 | 2.4384
| niches | -250 |  | 1300 |  | 2 | -0.65
| Double height Portal | 2000 |  | 4850 |  | 2 | 19.4
232.0894
| Provisional 10% | [5 empty] | 23.2089
| TOTAL |  |  |  | smt |  | 255.2984 | 2748.0318 | sft
1.7 | Vitrified wall tiles
| Mezzanine washroom | 1450 |  | 2250 |  | 2 | 6.525
|  | 2600 |  | 2250 |  | 2 | 11.7
|  | -800 |  | 2250 |  | 1 | -1.8
16.425
| Provisional 10% | [5 empty] | 1.6425
| TOTAL |  |  |  | smt |  | 18.0675 | 194.4786 | sft
| Techlam Tile cladding | 3600 |  | 3000 |  | 2 | 21.6
|  | 1500 |  | 2700 |  | 2 | 8.1
|  | 3200 |  | 2800 |  | 2 | 17.92
|  | 5900 |  | 3000 |  | 1 | 17.7
65.32
| Provisional 10% | [5 empty] | 6.532
| TOTAL |  |  |  | smt |  | 71.852 | 773.4149 | sft
2.3 | Wash Basin Counters :
| Mezzanine washroom | 1400 |  |  |  | 1 | 4.592
|  | 1600 |  |  |  | 1 | 5.248
|  | 2100 |  |  |  | 1 | 6.888
16.728
| Provisional 10% | [5 empty] | 1.6728
| TOTAL |  |  |  | rft |  | 18.4008
3.01 | Fully Glazed Partition upto 9'-0" ht
| Doors on facade | 2075 |  | 2700 |  | 1 | 5.6025
|  | 1220 |  | 2700 |  | 1 | 3.294
|  | 2250 |  | 2700 |  | 3 | 18.225
|  | 2200 |  | 2700 |  | 1 | 5.94
|  | 1900 |  | 2700 |  | 1 | 5.13
38.1915
| Provisional 10% | [5 empty] | 3.8192
| TOTAL |  |  |  | smt |  | 42.0106 | 452.2026 | sft
3.02 | Fully Glazed Frameless Partition upto 9'-0" ht
| Glass parition along cascade | 3100 |  | 2600 |  | 1 | 8.06
|  | 3400 |  | 2600 |  | 1 | 8.84
|  | 3100 |  | 1500 |  | 1 | 4.65
|  | 3400 |  | 1500 |  | 1 | 5.1
26.65
| Provisional 10% | [5 empty] | 2.665
| TOTAL |  |  |  | smt |  | 29.315 | 315.5467 | sft
3.03 | Cascade glass | 3000 |  | 4750 |  | 1 | 14.25
3.04.01 | Aluminium Frame Work For Partition, Panelling
a | 50mm x 38mm framing
Below Mezzanine
|  | 1675 |  | 2700 |  | 1 | 4.5225
|  | 175 |  | 5000 |  | 4 | 3.5
|  | 600 |  | 5000 |  | 3 | 9
|  | 675 |  | 5000 |  | 5 | 16.875
| Cascade side columns | 450 |  | 5000 |  | 4 | 9
|  | 600 |  | 5000 |  | 2 | 6
| Mezzanine | 275 |  | 2700 |  | 5 | 3.7125
|  | 600 |  | 2700 |  | 2 | 3.24
|  | 515 |  | 2700 |  | 1 | 1.3905
|  | 2880 |  | 2700 |  | 1 | 7.776
|  | 2800 |  | 2700 |  | 1 | 7.56
|  | 1400 |  | 2700 |  | 1 | 3.78
|  | 900 |  | 2700 |  | 1 | 2.43
| deductions | -900 |  | 2700 |  | 2 | -4.86
73.9265
| Provisional 10% | [5 empty] | 7.3926
| TOTAL |  |  |  | smt |  | 81.3191 | 875.3193 | sft
a | 38mm x 25mm framing
| Mezzanine | 14300 |  | 2700 |  | 1 | 38.61
|  | 2750 |  | 2700 |  | 1 | 7.425
|  | 1930 |  | 2700 |  | 4 | 20.844
|  | 1880 |  | 2700 |  | 4 | 20.304
|  | 1300 |  | 2700 |  | 1 | 3.51
| Mezzanine Lobby | 2750 |  | 2400 |  | 1 | 6.6
|  | 3350 |  | 2600 |  | 1 | 8.71
| Below Mezzanine | 1200 |  | 2700 |  | 2 | 6.48
|  | 10900 |  | 2700 |  | 2 | 58.86
|  | -1050 |  | 2100 |  | 2 | -4.41
|  | -800 |  | 2400 |  | 2 | -3.84
|  | -950 |  | 2600 |  | 2 | -4.94
158.153
| Provisional 10% | [5 empty] | 15.8153
| TOTAL |  |  |  | smt |  | 173.9683 | 1872.5948 | sft
| Framing at entry gate | 6000 |  | 3000 |  | 2 | 36
36
| Provisional 10% | [5 empty] | 3.6
| TOTAL |  |  |  | smt |  | 39.6 | 426.2544 | sft
3.04.01 | Ply Panelling
a | 12mm Ply
Below Mezzanine
|  | 1675 |  | 2700 |  | 2 | 9.045
|  | 175 |  | 5000 |  | 4 | 3.5
|  | 600 |  | 5000 |  | 3 | 9
|  | 675 |  | 5000 |  | 5 | 16.875
| Cascade side columns | 450 |  | 5000 |  | 4 | 9
|  | 600 |  | 5000 |  | 2 | 6
| Mezzanine | 275 |  | 2700 |  | 5 | 3.7125
|  | 600 |  | 2700 |  | 2 | 3.24
|  | 515 |  | 2700 |  | 1 | 1.3905
|  | 2880 |  | 2700 |  | 2 | 15.552
|  | 2800 |  | 2700 |  | 2 | 15.12
|  | 1400 |  | 2700 |  | 2 | 7.56
|  | 900 |  | 2700 |  | 2 | 4.86
| deductions | -900 |  | 2700 |  | 2 | -4.86
99.995
| Provisional 10% | [5 empty] | 9.9995
| TOTAL |  |  |  | smt |  | 109.9945 | 1183.9808 | sft
a | 9mm Ply
| Mezzanine | 14300 |  | 2700 |  | 1 | 38.61
|  | 2850 |  | 2700 |  | 1 | 7.695
|  | 1930 |  | 2700 |  | 4 | 20.844
|  | 1880 |  | 2700 |  | 4 | 20.304
|  | 1300 |  | 2700 |  | 1 | 3.51
| Mezzanine Lobby | 2750 |  | 2400 |  | 1 | 6.6
|  | 3350 |  | 2600 |  | 1 | 8.71
| Below Mezzanine | 1200 |  | 2700 |  | 2 | 6.48
|  | 10900 |  | 2700 |  | 2 | 58.86
|  | -1050 |  | 2100 |  | 2 | -4.41
|  | -800 |  | 2400 |  | 2 | -3.84
|  | -950 |  | 2600 |  | 2 | -4.94
| Washroom Mirrors | 1200 |  | 1500 |  | 1 | 1.8
|  | 1500 |  | 1450 |  | 1 | 2.175
|  | 2110 |  | 1450 |  | 1 | 3.0595
|  | 2350 |  | 1450 |  | 1 | 3.4075
| Office | 4700 |  | 2400 |  | 1 | 11.28
180.145
| Provisional 10% | [5 empty] | 18.0145
| TOTAL |  |  |  | smt |  | 198.1595 | 2132.9889 | sft
d | Bison Board for the external portal
| Framing at entry gate | 6000 |  | 3000 |  | 2 | 36
36
| Provisional 10% | [5 empty] | 3.6
| TOTAL |  |  |  | smt |  | 39.6 | 426.2544 | sft
|  | 113 |  | 4990 |  | 2 | 1.1277
|  | 113 |  | 5312 |  | 1 | 0.60026
|  | 150 |  | 4990 |  | 2 | 1.497
|  | 150 |  | 5312 |  | 1 | 0.7968
|  | 112 |  | 5090 |  | 2 | 1.1402
|  | 112 |  | 5512 |  | 1 | 0.61734
|  | 150 |  | 5090 |  | 2 | 1.527
|  | 150 |  | 5512 |  | 1 | 0.8268
|  | 112 |  | 5190 |  | 2 | 1.1626
|  | 112 |  | 5712 |  | 1 | 0.63974
|  | 150 |  | 5190 |  | 2 | 1.557
|  | 150 |  | 5712 |  | 1 | 0.8568
|  | 112 |  | 5290 |  | 2 | 1.185
|  | 112 |  | 5912 |  | 1 | 0.66214
|  | 150 |  | 5290 |  | 2 | 1.587
|  | 150 |  | 5912 |  | 1 | 0.8868
16.6701
| Provisional 10% | [5 empty] | 1.667
| TOTAL |  |  |  | smt |  | 18.3371 | 197.3807
3.05.01 | Mirror panelling - Banquet/ mezzanine Lounge
| Below Mezzanine | 7750 |  | 2520 |  | 1 | 19.53
| Mezzanine | 2880 |  | 2350 |  | 1 | 6.768
|  | 2800 |  | 2350 |  | 1 | 6.58
|  | 1880 |  | 2350 |  | 1 | 4.418
37.296
| Provisional 10% | [5 empty] | 3.7296
| TOTAL |  |  |  | smt |  | 41.0256 | 441.5996 | sft
3.05.01 | Mirror panelling - Toilets/ Green Room
|  | 1200 |  | 1500 |  | 1 | 1.8
|  | 1500 |  | 1450 |  | 1 | 2.175
|  | 2110 |  | 1450 |  | 1 | 3.0595
|  | 2350 |  | 1450 |  | 1 | 3.4075
10.442
| Provisional 10% | [5 empty] | 1.0442
| TOTAL |  |  |  | smt |  | 11.4862 | 123.6375 | sft
Laminate panelling
| Mezzanine | 14300 |  | 2550 |  | 1 | 36.465
|  | 5620 |  | 2550 |  | 1 | 14.331
|  | 1300 |  | 2550 |  | 1 | 3.315
|  | 2850 |  | 2550 |  | 1 | 7.2675
|  | 1930 |  | 2550 |  | 2 | 9.843
|  | 4465 |  | 2550 |  | 1 | 11.3857
|  | 1200 |  | 2700 |  | 2 | 6.48
|  | 1675 |  | 2700 |  | 2 | 9.045
|  | -1050 |  | 2600 |  | 2 | -5.46
|  | -900 |  | 2600 |  | 2 | -4.68
|  | -800 |  | 2400 |  | 1 | -1.92
|  | -900 |  | 2100 |  | 2 | -3.78
82.2922
| Provisional 10% | [5 empty] | 8.2292
| TOTAL |  |  |  | smt |  | 90.5215 | 974.3732 | sft
ACP panelling
| external bulkhead double height | 23952 |  | 5460 |  | 1 | 130.7779
|  | -23650 |  | 1600 |  | 1 | -37.84
| External - Entrance portal | 4675 |  | 2800 |  | 1 | 13.09
|  | 5150 |  | 3050 |  | 1 | 15.7075
121.7354
| Provisional 10% | [5 empty] | 12.1735
| TOTAL |  |  |  | smt |  | 133.909 | 1441.3961 | sft
Fabric panelling
|  | 10600 |  | 4850 |  | 1 | 51.41
| Provisional 10% | [5 empty] | 5.141
| TOTAL |  |  |  | smt |  | 56.551 | 608.715 | sft
Ply Cove
| Banquet | 19850 |  |  |  | 2 | 39.7
|  | 10650 |  |  |  | 2 | 21.3
|  | 3050 |  |  |  | 2 | 6.1
67.1
| Provisional 10% | [5 empty] | 6.71
| TOTAL |  |  |  | rmt |  | 73.81 | 242.0968 | rft
TRAP door - FIBRE CEMENT HSEET
|  | 23650 |  | 1600 |  | 1 | 37.84
37.84
| Provisional 10% | [5 empty] | 3.784
| TOTAL |  |  |  | smt |  | 41.624 | 448.0407 | sft
Marble Polishing
| Gents Toilet | 1168 |  | 2600 |  | 1 | 3.0368
|  | 1448 |  | 2600 |  | 1 | 3.7648
|  | 3048 |  | 2600 |  | 1 | 7.9248
|  | 2616 |  | 2600 |  | 1 | 6.8016
|  | 940 |  | 2600 |  | 2 | 4.888
|  | 1321 |  | 2600 |  | 2 | 6.8692
|  | -800 |  | 2100 |  | 2 | -3.36
| Ladies Toilet | 1416 |  | 2600 |  | 2 | 7.3632
|  | 3100 |  | 2600 |  | 2 | 16.12
|  | 1257 |  | 2600 |  | 2 | 6.5364
|  | 1130 |  | 2600 |  | 1 | 2.938
|  | 1257 |  | 2600 |  | 2 | 6.5364
|  | 1168 |  | 2600 |  | 2 | 6.0736
|  | -800 |  | 2100 |  | 3 | -5.04
| Powder | 1660 |  | 2600 |  | 2 | 8.632
|  | 1410 |  | 2600 |  | 4 | 14.664
|  | 1230 |  | 2600 |  | 2 | 6.396
|  | -800 |  | 2100 |  | 2 | -3.36
| Double height-Banquet | 6020 |  | 5000 |  | 1 | 30.1
|  | 3020 |  | 5000 |  | 1 | 15.1
| Single Height Banquet | 1168 |  | 2600 |  | 2 | 6.0736
|  | 1270 |  | 2600 |  | 1 | 3.302
|  | 1194 |  | 2600 |  | 1 | 3.1044
|  | 2000 |  | 2600 |  | 2 | 10.4
|  | -800 |  | 2100 |  | 4 | -6.72
158.1448
| Provisional 10% | [5 empty] | 15.8145
| TOTAL |  |  |  | smt |  | 173.9593 | 1872.4977 | sft

## MB 9th floor (hidden)
CHOOYAL WOODCRAFT DECORETORS | [8 empty] | Measurement Form
100/3,Municipal Industrial Estate | [8 empty] | Date: 15.07.2023
D.S.Road.Worli,
Mumbai-400018
Attn : Mr. Raffic shaikh
Sub : Pre Final Bill for Interior work at IHCL office 9th floor Express Tower Nariman Point
No | Particular | No | Length | Breadth | Depth | Qty | Total Qty | Unit | Remarks
I | MASONARY WORK
1.1 | Demolition and Cleaning | [5 empty] | 3 | JOB
1.2 | Extra Demolation as site instruction
a | Debriss loory with labour charges from 10th floor | [5 empty] | 2 | Lorry
CIVIL AND ALLIED WORK
1.2.6 | P.C.C. flooring.
| workstation area 1 | 1 | 5 | 1.5 |  | 7.5
|  | 1 | 6 | 1.5 |  | 9
|  | 1 | 9.5 | 2 |  | 19
|  | 1 | 10.5 | 1 |  | 10.5
| large area | 1 | 10.5 | 1.25 |  | 13.125
|  | 1 | 11 | 1 |  | 11
|  | 1 | 2 | 1 |  | 2
|  | 1 | 3 | 1 |  | 3
|  | 1 | 3 | 1 |  | 3
|  | 1 | 7 | 1 |  | 7
| workstation area 2 | 1 | 14 | 6 |  | 84
|  | 1 | 4 | 1.17 |  | 4.68
|  | 1 | 4 | 1 |  | 4
|  | 1 | 13.25 | 1 |  | 13.25
|  | 1 | 8.5 | 1.25 |  | 10.625
|  | 1 | 2 | 1 |  | 2
| patch work | 6 | 1 | 1 |  | 6
| workstation area 3 | 1 | 13 | 1.25 |  | 16.25
|  | 1 | 12 | 8.25 |  | 99
|  | 1 | 8 | 1.25 |  | 10
|  | 1 | 10.5 | 1.25 |  | 13.125
|  | 1 | 24.75 | 0.75 |  | 18.5625
|  | 1 | 12 | 0.75 |  | 9 | 375.6175 | Sqft
III | FRENCH PLASTER WORK
Floor slab to ceiling slab ht. - 10'-9"
False ceiling at average 8'-0" to 9'-0" ht.
Gypsum Board sheets shall be fitted & finished as pe manufacturer's specification
3.1 | Gypsum Board ceiling | 1 | 13.58 | 6.25 |  |  | 84.875 | Sqft
3.5 | Fixing of Gypsum board over plywood
|  | 2 | 16 | 9 |  | 288
|  | 2 | 12.83 | 8.33 |  | 213.7478
| toilet wall | 2 | 10 | 7.75 |  | 155
| large cabin | 2 | 6.58 | 0.75 |  | 9.87
| ceiling patta | 1 | 22.83 | 1 |  | 22.83
|  | 2 | 14.5 | 1 |  | 29 | 718.4478 | Sqft
IV | CARPENTRY WORK
PARTITION,PANELING, PELMETS,PLY CEILINGS & SKIRTING
4.1 | Aluminum Frame Work For Partition,Panelling & Ceilin
50 mm x 38 mm , Al framework for paneling/partition at 600 mm c/c - both ways fixed to wall /from floor to slab & from slab to respective ceiling heights as shown in drawing.
18 mm x 18mm, Al angle to be used for assembling framework.
Partition
b | Full height | [6 empty] | \
| workstation | 1 | 5 | 8.33 |  | 41.65
| workstation glass side | 1 | 1.67 | 8.33 |  | 13.9111
| workstation side large | 1 | 15 | 8.33 |  | 124.95
| upside | 1 | 1 | 8 |  | 8 | 188.5111 | Sqft
Plywood frame for Paneling & Partitio
4.2 | Commercial plywood ( BWR ) fixing to all frame work
Commercial plywood fixed to existing framework with flat
Edges to be tightly screwed to aluminum framework at 300 mm
a | 6 mm ply | 5 | 8 | 4 |  |  | 160 | Sqft
b | 9 mm ply
| workstation | 2 | 5 | 8.33 |  | 83.3
| workstation glass side | 2 | 1.67 | 8.33 |  | 27.8222
| workstation side large | 2 | 15 | 8.33 |  | 249.9
| upside | 2 | 1 | 8 |  | 16
| ciling patti | 1 | 22.83 | 0.75 |  | 17.1225 | 394.1447 | Sqft
4.3 | Veneer Finished over Plywood - oak veneer Basic cost of veneer 150 S.ft.
a | Veneer Skin
| workstation area | 4 | 8.25 | 0.75 |  | 24.75
| upside veneer workstation | 1 | 24.5 | 0.75 |  | 18.375
| upside veneer workstation | 1 | 12 | 0.75 |  | 9
| workstation area | 3 | 8.25 | 0.75 |  | 18.5625
| upside | 1 | 17.58 | 0.75 |  | 13.185 | 83.8725 | Sqft
4.4 | Laminate Finished over Plywood
| 1mm thick approved laminate to be used | 8 | 8 | 4 |  |  | 256 | Sqft
7.1 | Internal Walls
Luster (Asian / Nerolac ) in 3 finishing coats
| partition large | 2 | 16 | 9 |  | 288
|  | 2 | 12.83 | 8.33 |  | 213.7478
| workstation area | 2 | 10 | 7.75 |  | 155
| upside large | 2 | 6.58 | 1 |  | 13.16
|  | 1 | 22.83 | 1 |  | 22.83
| above ceiling | 2 | 14.5 | 1 |  | 29
| workstation | 1 | 15 | 4.67 |  | 70.05
|  | 1 | 9.25 | 1 |  | 9.25
|  | 1 | 1.42 | 4 |  | 5.68
| reception side wall | 1 | 13.5 | 8.42 |  | 113.67
| window side | 1 | 1.67 | 7.5 |  | 12.525
| side patta | 1 | 1 | 7.5 |  | 7.5
| column | 2 | 2.83 | 8.17 |  | 46.2422
|  | 1 | 1.83 | 8.17 |  | 14.9511
| less:- | -1 | 1.33 | 0.75 |  | -0.9975
| meeting side | 1 | 7.92 | 6.33 |  | 50.1336
|  | 2 | 1 | 8.33 |  | 16.66
|  | 1 | 2 | 8.33 |  | 16.66
|  | 1 | 7.75 | 8.33 |  | 64.5575
| door upside | 1 | 1 | 3.17 |  | 3.17
|  | 1 | 1 | 8.33 |  | 8.33
| workstation upside | 1 | 15.42 | 8.33 |  | 128.4486
|  | 1 | 1 | 3.17 |  | 3.17
| passage | 1 | 2 | 8.33 |  | 16.66
|  | 1 | 2.08 | 8.33 |  | 17.3264
|  | 1 | 1.83 | 8.33 |  | 15.2439
[6 empty] | 145 | 1485.9686 | Sqft
7.2 | Ceilings
Acrylic emulsion (Asian / Nerolac) in 3 finishing Coat
|  | 1 | 13.58 | 6.25 |  | 84.875
| large cabin | 2.8 | 19.75 | 13.5 |  | 746.55
| workstation | 0.7 | 16 | 18.5 |  | 207.2
|  | 0.7 | 4.58 | 6 |  | 19.236
| passage large cabin | 0.7 | 4.5 | 3.5 |  | 11.025
|  | 0.8 | 21.83 | 18.08 |  | 315.7491
| less:- | -1 | 1.83 | 1.58 |  | -2.8914
|  | 0.7 | 15.5 | 22.08 |  | 239.568 | 1621.3117 | Sqft

## MB 10th floor (hidden)
CHOOYAL WOODCRAFT DECORETORS | [8 empty] | Measurement Form
100/3,Municipal Industrial Estate | [8 empty] | Date: 15.07.2023
D.S.Road.Worli,
Mumbai-400018
Attn : Mr. Raffic shaikh
Sub : Pre Final Bill for Interior work at IHCL office 10th floor Express Tower Nariman Point
No | Particular | No | Length | Breadth | Depth | Qty | Total Qty | Unit | Remarks
I | MASONARY WORK
1.1 | Demolition and Cleaning | [5 empty] | 0 | JOB
1.2 | Extra Demolation as site instruction
a | Removiing existing cement plaster
| wall - E , skirting | 1 | 22 | 0.33 |  | 7.26
| wall - F , lift wall | 1 | 23 | 9.5 |  | 218.5
| less lift ( 3 nos ) | -3 | 2.58 | 6.75 |  | -52.245
| lift jamb verticle ( 3 nos ) | 6 | 0.83 | 6.75 |  | 33.615
| lift top & bottom | 6 | 2.58 | 0.83 |  | 12.8484
| wall - G , duct wall | 1 | 11.83 | 8.25 |  | 97.5975
| less duct door | -1 | 4 | 7.66 |  | -30.64
| less duct door | -1 | 2.08 | 7.66 |  | -15.9328
| wall - H , toilet entrance | 1 | 6.25 | 8.25 |  | 51.5625
| wall - I , stair case door wall | 1 | 10.83 | 10.5 |  | 113.715
| less celling offset | -1 | 8.5 | 1.33 |  | -11.305
| wall - J , duct wall | 1 | 15.5 | 10.5 |  | 162.75
| less duct door | -1 | 2.08 | 6.66 |  | -13.8528
| less duct door | -1 | 4 | 6.66 |  | -26.64
| less above duct area | -1 | 12 | 2.58 |  | -30.96
| wall - K , stair case door side wall | 1 | 8.83 | 9.5 |  | 83.885
| less beam | -1 | 1 | 1 |  | -1
| lift wall - L | 1 | 23 | 9.5 |  | 218.5
| less lift ( 3 nos ) | -3 | 2.58 | 6.75 |  | -52.245
| lift jamb verticle ( 3 nos ) | 6 | 0.83 | 6.75 |  | 33.615
| lift top & bottom | 6 | 2.58 | 0.83 |  | 12.8484
| wall - M | 1 | 15.91 | 9.5 |  | 151.145
| less entrance | -1 | 12 | 8 |  | -96
| wall edge both side | 4 | 1.5 | 8 |  | 48
| wall top edge | 1 | 12 | 1 |  | 12
| mens's washroom wall -N | 1 | 23 | 9.5 |  | 218.5
| mens's washroom wall -O | 1 | 3.25 | 9.5 |  | 30.875
| womens's washroom wall -P | 1 | 12.5 | 9.5 |  | 118.75
| womens's washroom wall -Q | 1 | 10.16 | 9.5 |  | 96.52
| womens's washroom wall -R | 1 | 4.5 | 9.5 |  | 42.75
| womens's washroom wall -S | 1 | 13 | 9.5 |  | 123.5
| MD Toilet Shower Wall | 1 | 2.66 | 9.75 |  | 25.935
| less: 2nd RB qty |  |  |  |  | -1072.348 | 511.5032 | Sqft
b | marble removing
c | wall breaking
| women's washroom partition wall | 1 | 5 | 10.5 |  | 52.5
| women's washroom door above | 1 | 2.83 | 1.33 |  | 3.7639
| men's washroom partition wall | 1 | 5 | 10.5 |  | 52.5
| men's washroom door above | 1 | 2.83 | 1.33 |  | 3.7639
| ladies & gents toilet duct door opening | 2 | 2.75 | 2.75 |  | 15.125
| less: 2nd RB qty |  |  |  |  | -5.84 | 121.8128 | Sqft
d | window ledge
window side band wall
| side - A verticle | 1 | 116.25 | 0.75 |  | 87.1875
| side - B verticle | 1 | 116.25 | 0.75 |  | 87.1875
| side - A top | 1 | 116.25 | 1.16 |  | 134.85
| side - B top | 1 | 116.25 | 1.16 |  | 134.85
| less column ( 6 nos ) both side | -6 | 1.75 | 1.06 |  | -11.13
| column side verticle ( 6 nos both side ) | 12 | 1.5 | 0.75 |  | 13.5
| side - C verticle | 1 | 116.25 | 0.75 |  | 87.1875
| side - D , verticle | 1 | 116.25 | 0.75 |  | 87.1875
| side - C top | 1 | 116.25 | 1.16 |  | 134.85
| side - D , top | 1 | 116.25 | 1.16 |  | 134.85
| less column ( 5 nos ) both side | -10 | 1.75 | 1.16 |  | -20.3
| column side verticle ( 5 nos both side ) | 20 | 1.5 | 0.75 |  | 22.5
| less: 2nd RB qty |  |  |  |  | -834.16 | 58.56 | Sqft
e | breaking pcc flooring
| reception area for level | 1 | 30.33 | 15 |  |  | 454.95 | Sqft
f | Debriss loory with labour charges from 10th floor | [5 empty] | 10 | Lorry
CIVIL AND ALLIED WORK
1.2.1 | Siporex Wall
Floor slab to ceiling slab ht. - 10'-9"
a | Brick wall, 6" thk.
| women's toilet ledge wall -20 ( 2 nos ) | 2 | 4.41 | 9.75 |  | 85.995
| women's washroom offset area packed-21 | 1 | 3 | 9.75 |  | 29.25
| women's washroom offset area packed-22 | 1 | 1.5 | 9.75 |  | 14.625
| men's washroom wc ledge wall -23 | 1 | 4 | 10.75 |  | 43
| men's washroom wc partition wall -24 | 1 | 4 | 10.75 |  | 43
| men's washroom wc partition wall -25 | 1 | 5.58 | 10.75 |  | 59.985
| men's washroom wc ledge wall -26 | 1 | 3.66 | 9.75 |  | 35.685
| pantry area offset wall-27 | 1 | 2.75 | 7 |  | 19.25
| men's toilet old entrance packed wall -28 | 1 | 3 | 7.5 |  | 22.5
| men's toilet column side offset-29 | 1 | 2 | 9.75 |  | 19.5
| less: 2nd RB qty |  |  |  |  | -300.733 | 72.057 | Sqft
b | Brick wall, 9" thk.
c | Brick wall, 4" thk.
| men's toilet wall wc door wall - 6 | 1 | 14.08 | 10.75 |  | 151.36
| less wc doors ( 3 nos ) | -3 | 2.5 | 8.75 |  | -65.625
| passage wall - 7 toilet side | 1 | 6.66 | 10.75 |  | 71.595
| less door | -1 | 3 | 8.33 |  | -24.99
| passage facility area door wall -8 | 1 | 5 | 10.66 |  | 53.3
| less door | -1 | 3.08 | 8 |  | -24.64
| facility & electric room door wall - 9 | 1 | 24.58 | 10.66 |  | 262.0228
| less facility room door | -1 | 2.91 | 8 |  | -23.28
| less electric room door | -1 | 2.91 | 8 |  | -23.28
| facility room wall - 10 | 1 | 6.25 | 10.66 |  | 66.625
| partition wall - 11 | 1 | 8.75 | 10.66 |  | 93.275
| electric room wall - 12 | 1 | 6.5 | 8 |  | 52
| passage wall - 13 | 1 | 1.5 | 8 |  | 12
| passage wall - 14 , women's washroom side | 1 | 6.66 | 10.75 |  | 71.595
| less door | -1 | 3 | 8.33 |  | -24.99
| women's washroom wall -15 | 1 | 7 | 10.75 |  | 75.25
| women's wc door wall -16 | 1 | 9.16 | 10.75 |  | 98.47
| less door ( 2 nos ) | -2 | 2.5 | 8.75 |  | -43.75
| women's wc partition wall-17 | 1 | 5 | 10.75 |  | 53.75
| women's wc door wall-18 | 1 | 4.16 | 10.75 |  | 44.72
| less door | -1 | 2.5 | 8.75 |  | -21.875
| women's wc side wall-19 | 1 | 7 | 9.75 |  | 68.25
| women's washroom offset area packed wall | 1 | 1.5 | 9.75 |  | 14.625
| wc ledge wall - 19A | 1 | 4.25 | 8.75 |  | 37.1875
| wc side wall raised ( up side ) | 1 | 2.6 | 2 |  | 5.2
| less: 1st RB qty |  |  |  |  | -647.867
| less: 2nd RB qty |  |  |  |  | -97.872 | 233.0563 | Sqft
1.2.1a | Red brick Wall 4" thk
| raised area floor for storage work station area | 1 | 4.75 | 1.75 |  | 8.3125
| kitchen raised area floor | 1 | 10.91 | 2.58 |  | 28.1478
| kitchen raised area ( both side) | 2 | 3.75 | 2.58 |  | 19.35
| men's toilet wall - 1 | 1 | 3.25 | 10.5 |  | 34.125
| men's toilet wall - 2 | 1 | 3.25 | 10.5 |  | 34.125
| duct door packed wall | 1 | 2 | 2 |  | 4
| pipe area packed wall | 2 | 1 | 1 |  | 2
| women's washroom duct door packed - 3 | 1 | 2 | 2 |  | 4
| women's washroom corner column - 4 | 1 | 0.75 | 3 |  | 2.25
| mens toilet duct door packed wall | 1 | 3 | 3 |  | 9
| less: 1st RB qty |  |  |  |  | -62.673 | 82.6373 | Sqft
1.2.1b | Red brick Wall 9" thk
| Column - 5 (both side edge) | 2 | 1 | 8.5 |  |  | 17 | Sqft
1.2.1c | Red brick Wall 12" thk
| mens' toilet odl door packed wall | 1 | 3 | 7.5 |  |  | 22.5 | Sqft
1.2.2 | Cement Plaster, single coat-12 mm thk on existing brick work
window side band wall
| side - A verticle | 1 | 116.25 | 0.75 |  | 87.1875
| side - B verticle | 1 | 116.25 | 0.75 |  | 87.1875
| side - A top | 1 | 116.25 | 1.16 |  | 134.85
| side - B top | 1 | 116.25 | 1.16 |  | 134.85
| less column ( 6 nos ) both side | -6 | 1.75 | 1.06 |  | -11.13
| column side verticle ( 6 nos both side ) | 12 | 1.5 | 0.75 |  | 13.5
| side - C verticle | 1 | 116.25 | 0.75 |  | 87.1875
| side - D , verticle | 1 | 116.25 | 0.75 |  | 87.1875
| side - C top | 1 | 116.25 | 1.16 |  | 134.85
| side - D , top | 1 | 116.25 | 1.16 |  | 134.85
| less column ( 5 nos ) both side | -10 | 1.75 | 1.16 |  | -20.3
| column side verticle ( 5 nos both side ) | 20 | 1.5 | 0.75 |  | 22.5
| lift wall no - 1 | 1 | 23 | 9.5 |  | 218.5
| less lift ( 3 nos ) | -3 | 2.75 | 7 |  | -57.75
| lift jamb verticle ( 3 nos ) | 6 | 0.75 | 7 |  | 31.5
| lift top | 3 | 2.75 | 0.75 |  | 6.1875
| duct wall no - 2 | 1 | 11.83 | 8.16 |  | 96.5328
| less duct door- 1 | -1 | 2.08 | 6.66 |  | -13.8528
| less duct door- 2 | -1 | 3.91 | 6.66 |  | -26.0406
| wall no- 3 toilet wall | 1 | 6.33 | 8.41 |  | 53.2353
| passage wall -4 opp toilet | 1 | 9.83 | 8.41 |  | 82.6703
| passage door wall-5 bothside | 2 | 6.33 | 10.75 |  | 136.095
| less door both side | -2 | 3.16 | 8 |  | -50.56
| wall door edge jamb | 2 | 0.5 | 8 |  | 8
| top | 1 | 0.5 | 3.16 |  | 1.58
| wall no - 6 ( entire wall ) | 1 | 36.41 | 10.58 |  | 385.2178
| less beam | -1 | 1 | 3 |  | -3
| less celling pipe area | -1 | 7 | 1 |  | -7
| less door passage | -1 | 3.16 | 8 |  | -25.28
| less beam | -1 | 1 | 1 |  | -1
| less above duct door | -1 | 11 | 2.75 |  | -30.25
| less duct door- 1 | 1 | 2.08 | 6.75 |  | 14.04
| less duct door- 2 | -1 | 3.91 | 6.75 |  | -26.3925
| passage door wall - 7 | 1 | 6.58 | 10.75 |  | 70.735
| less door | -1 | 3.16 | 8 |  | -25.28
| wall door edge jamb | 2 | 0.5 | 8 |  | 8
| top | 1 | 0.5 | 3.16 |  | 1.58
| wall no - 8 staircase side wall | 1 | 8.66 | 9.5 |  | 82.27
| less beam | -1 | 1 | 1.5 |  | -1.5
| lift wall no - 9 | 1 | 23 | 9.5 |  | 218.5
| less lift ( 3 nos ) | -3 | 2.75 | 7 |  | -57.75
| lift jamb verticle ( 3 nos ) | 6 | 0.75 | 7 |  | 31.5
| lift top | 3 | 2.75 | 0.75 |  | 6.1875
| lift lobby wall- 10 | 1 | 15.91 | 9.5 |  | 151.145
| less entrance | -1 | 10.5 | 8 |  | -84
| column edge verticle bothside | 2 | 2.25 | 8 |  | 36
| column edge top | 1 | 10.5 | 2 |  | 21
| passage wall- 11 | 1 | 5 | 10.58 |  | 52.9
| less door | -1 | 3.16 | 8 |  | -25.28
| door side column edge | 1 | 1 | 8 |  | 8
| door edge verticle | 1 | 0.5 | 8 |  | 4
| top door edge | 1 | 0.5 | 3.16 |  | 1.58
| facility & electric door wall-12 | 1 | 23.75 | 10.58 |  | 251.275
| less door ( 2 nos ) | -2 | 3 | 8 |  | -48
| door edge verticle | 4 | 0.5 | 8 |  | 16
| door edge top | 2 | 0.5 | 3 |  | 3
| door side corner-13 | 1 | 1.5 | 8 |  | 12
| electric room wall- 14 | 1 | 6.5 | 8 |  | 52
| door wall -15 | 1 | 7.91 | 10.58 |  | 83.6878
| less door | -1 | 3 | 8 |  | -24
| electric room wall- 16 | 1 | 8.58 | 10.58 |  | 90.7764
| facility room wall -17 | 1 | 8.66 | 10.58 |  | 91.6228
| door wall - 18 | 1 | 15.33 | 10.58 |  | 162.1914
| less door | -1 | 3 | 8 |  | -24
| facility room wall -19 | 1 | 7 | 10.58 |  | 74.06
| dining area wall - 20 | 1 | 9 | 8.5 |  | 76.5
| pantry wall offset area in & out side -21 | 2 | 3 | 7 |  | 42
| offset wall edge verticle | 2 | 0.58 | 7 |  | 8.12
| offset wall edge topq | 1 | 0.58 | 3 |  | 1.74
| wellness zone column -22 | 1 | 2.66 | 7.75 |  | 20.615
| large cabin column -23 | 1 | 1.75 | 7.91 |  | 13.8425
| boardroom column bothside-24 | 2 | 2.66 | 7.75 |  | 41.23
| reception area column -25 | 1 | 2.75 | 7.75 |  | 21.3125
| wall edge- 26 | 2 | 0.83 | 8.16 |  | 13.5456
| wall no - 27 patch work | 3 | 1 | 1 |  | 3
| women's toilet door wall -28 | 1 | 11.41 | 9.5 |  | 108.395
| less door | -1 | 2.83 | 8 |  | -22.64
| door wall edge verticle | 1 | 1.25 | 8 |  | 10
| door wall edge verticle | 1 | 0.75 | 8 |  | 6
| door wall edge top | 1 | 0.75 | 3 |  | 2.25
| besin wall - 29 | 1 | 25.5 | 9.5 |  | 242.25
| passage wall -30 | 1 | 5.16 | 9.5 |  | 49.02
| wc door wall-31 | 1 | 4.5 | 10.75 |  | 48.375
| less door | -1 | 2.33 | 8 |  | -18.64
| duct wall - 32 ( C type ) | 1 | 8.41 | 9.5 |  | 79.895
| wc door wall-33 | 1 | 9.25 | 10.75 |  | 99.4375
| less door 9 2 nos ) | -2 | 2.5 | 8 |  | -40
| janiter wall- 34 | 1 | 9.5 | 10.75 |  | 102.125
| janiter wall- 35 | 1 | 3.5 | 9.5 |  | 33.25
| wc - 1 entire area -36 | 1 | 16.5 | 10.75 |  | 177.375
| less door | -1 | 2.5 | 8 |  | -20
| wc - 2 entire area -37 | 1 | 16.5 | 10.75 |  | 177.375
| less door | -1 | 2.5 | 8 |  | -20
| wc - 3 entire area -38 | 1 | 16.83 | 10.75 |  | 180.9225
| less door | -1 | 2.33 | 8 |  | -18.64
| less celling offset | -1 | 12 | 1 |  | -12
| duct wall inside area- 39 | 1 | 6.66 | 9.5 |  | 63.27
| wc door edge verticle ( 3nos) | 6 | 0.5 | 8 |  | 24
| wc door edge top ( 3nos) | 3 | 0.5 | 2.5 |  | 3.75
| wc no-3 ledge wall back side | 1 | 4.25 | 9.5 |  | 40.375
| men's toilet door wall -40 | 1 | 5.75 | 9.5 |  | 54.625
| less door | -1 | 2.5 | 7.75 |  | -19.375
| urinal wall - 42 | 1 | 13.83 | 10.75 |  | 148.6725
| duct wall -43 | 1 | 5.25 | 9.5 |  | 49.875
| wc door wall -44 | 1 | 16.5 | 10.75 |  | 177.375
| less door ( 3 nos ) | -3 | 2.5 | 8 |  | -60
| wc no- 1, - 45 ( 2 walls taken ) | 1 | 8.16 | 9.5 |  | 77.52
| less door | -1 | 2.5 | 8 |  | -20
| wc no- 1, - 45 ( 2 walls taken ) | 1 | 8.16 | 9.5 |  | 77.52
| wc no- 2, - 46 ( 3 walls taken ) | 1 | 12.16 | 10.75 |  | 130.72
| less door | -1 | 2.5 | 8 |  | -20
| wc no- 2, - 46 ( 1 wall taken ) | 1 | 4.25 | 9.5 |  | 40.375
| wc no- 3, - 47 | 1 | 14.75 | 10.75 |  | 158.5625
| less door | -1 | 2.5 | 8 |  | -20
| wc no - 3 ledge wall | 1 | 3.66 | 9.5 |  | 34.77
| wc door edge verticle ( 3nos) | 6 | 0.5 | 8 |  | 24
| wc door edge top ( 3nos) | 3 | 0.5 | 2.5 |  | 3.75
| entrance door edge verticle | 1 | 0.75 | 8 |  | 6
| top | 1 | 0.75 | 2.5 |  | 1.875
| mens' toilet old door packed wall -48 | 1 | 3 | 7.5 |  | 22.5
| men's toilet column offset wall -49 | 1 | 2.5 | 9.5 |  | 23.75
| men's toilet extra plaster for marble jamb on door side wall | 1 | 1.41 | 8.5 |  | 11.985
| men's toilet extra plaster for marble jamb on door side wall | 1 | 1.83 | 8.5 |  | 15.555
| Md toilet shower wall | 1 | 2.66 | 9.75 |  | 25.935
| raised area floor top for storage work station | 1 | 4.75 | 1.16 |  | 5.51
| verticle patta | 1 | 6 | 0.33 |  | 1.98
| pantry raised area floor top | 1 | 10.91 | 2.58 |  | 28.1478
| pantry raised area floor top | 2 | 3.75 | 2.58 |  | 19.35
| verticle patta | 1 | 18.5 | 0.33 |  | 6.105
| less: 1st RB qty |  |  |  |  | -2119.626
| less: 2nd RB qty |  |  |  |  | -819.235 | 2531.6261 | Sqft
1.2.3 | Cement Plaster, double coat -25 mm thk (PROVISIONAL)
Wall surface to be free from any loose particles before plastering .
| men's toilet urinal wall | 1 | 22.66 | 9.5 |  | 215.27
| urinal & duct wall | 1 | 11.33 | 9.5 |  | 107.635
| loby & reception entrace column edge both side | 2 | 2.75 | 9.5 |  | 52.25
| less: 1st RB qty |  |  |  |  | -213.75 | 161.405 | Sqft
1.2.4 | Brickbat coba waterproofing with approved waterproofing
women's toilet
| women's toilet umra | 1 | 2.75 | 0.25 |  | 0.6875
| entrance area | 1 | 12 | 5 |  | 60
| less wall | 1 | 7 | 0.5 |  | 3.5
| less corner column | -1 | 0.75 | 0.75 |  | -0.5625
| less door side column | -1 | 3 | 0.33 |  | -0.99
| less column | -1 | 3.58 | 1.25 |  | -4.475
| counter area | 1 | 17.5 | 7 |  | 122.5
| less duct area | -1 | 4.33 | 2.08 |  | -9.0064
| less column | -1 | 2 | 1.83 |  | -3.66
| wc area no -1 | 1 | 4.66 | 4.33 |  | 20.1778
| umra 3 nos | 3 | 2.5 | 0.58 |  | 4.35
| wc area no -2 | 1 | 4.66 | 4.33 |  | 20.1778
| wc area no -3 | 1 | 4.66 | 4.33 |  | 20.1778
| Men's Toilet |  |  |  |  | 0
| umra | 1 | 2.58 | 0.33 |  | 0.8514
| counter area | 1 | 18.16 | 7.66 |  | 139.1056
| less column | -1 | 2.58 | 2 |  | -5.16
| less offset area | -1 | 4 | 1.58 |  | -6.32
| less duct area | -1 | 4.16 | 2.75 |  | -11.44
| urinal area | 1 | 11.91 | 4.25 |  | 50.6175
| less column | -1 | 1.83 | 1.83 |  | -3.3489
| wc area no -1 | 1 | 4.16 | 3.91 |  | 16.2656
| umra 3 nos | 3 | 2.5 | 0.58 |  | 4.35
| wc area no -2 | 1 | 4.16 | 3.91 |  | 16.2656
| wc area no -3 | 1 | 5.5 | 3.5 |  | 19.25
| MD Toilet |  |  |  |  | 0
| toilet entire area | 1 | 14 | 6.91 |  | 96.74
| less partition | -1 | 1.91 | 0.25 |  | -0.4775
| less partition | -1 | 2.25 | 0.25 |  | -0.5625
| less column | -1 | 2.25 | 0.5 |  | -1.125
| umra | 1 | 3 | 0.33 |  | 0.99
| less: 2nd RB qty |  |  |  |  | -513.079 | 35.7998 | Sqft
1.2.5 | Chemical Waterproofing on wall & floor
| md cabin and reception area floor single coat | 1 | 63.58 | 30.5 |  | 1939.19
| less md toilet | -1 | 14.66 | 6.66 |  | -97.6356
| pantry rised flooring double coat | 2 | 11 | 6.5 |  | 143
| pantry wall double coat | 2 | 24 | 3.25 |  | 156
| As Brick Bet Flooring Qty Taken ( women's toilet ) |  |  |  |  | 0
| Double Coat Done On Flooring and Wall |  |  |  |  | 0
| Women toilet (flooring ) |  |  |  |  | 0
| women's toilet umra | 2 | 2.75 | 0.25 |  | 1.375
| entrance area | 2 | 12 | 5 |  | 120
| less wall | 2 | 7 | 0.5 |  | 7
| less corner column | -2 | 0.75 | 0.75 |  | -1.125
| less door side column | -2 | 3 | 0.33 |  | -1.98
| less column | -2 | 3.58 | 1.25 |  | -8.95
| counter area | 2 | 17.5 | 7 |  | 245
| less duct area | -2 | 4.33 | 2.08 |  | -18.0128
| less column | -2 | 2 | 1.83 |  | -7.32
| wc area no -1 | 2 | 4.66 | 4.33 |  | 40.3556
| umra 3 nos | 6 | 2.5 | 0.58 |  | 8.7
| wc area no -2 | 2 | 4.66 | 4.33 |  | 40.3556
| wc area no -3 | 2 | 4.66 | 4.33 |  | 40.3556
| Men's Toilet ( Flooring ) |  |  |  |  | 0
| umra | 2 | 2.58 | 0.33 |  | 1.7028
| counter area | 2 | 18.16 | 7.66 |  | 278.2112
| less column | -2 | 2.58 | 2 |  | -10.32
| less offset area | -2 | 4 | 1.58 |  | -12.64
| less duct area | -2 | 4.16 | 2.75 |  | -22.88
| urinal area | 2 | 11.91 | 4.25 |  | 101.235
| less column | -2 | 1.83 | 1.83 |  | -6.6978
| wc area no -1 | 2 | 4.16 | 3.91 |  | 32.5312
| umra 3 nos | 6 | 2.5 | 0.58 |  | 8.7
| wc area no -2 | 2 | 4.16 | 3.91 |  | 32.5312
| wc area no -3 | 2 | 5.5 | 3.5 |  | 38.5
| MD Toilet ( flooring ) |  |  |  |  | 0
| toilet entire area | 2 | 14 | 6.91 |  | 193.48
| less partition | -2 | 1.91 | 0.25 |  | -0.955
| less partition | -2 | 2.25 | 0.25 |  | -1.125
| less column | -2 | 2.25 | 0.5 |  | -2.25
| umra | 2 | 3 | 0.33 |  | 1.98
| women's toilet wall |  |  |  |  | 0
| counter entie area | 2 | 77.5 | 3.25 |  | 503.75
| less main door | -2 | 2.5 | 2.25 |  | -11.25
| less wc doors ( 3 nos ) | -6 | 2.41 | 2.25 |  | -32.535
| wc area no - 1 entire area | 2 | 15 | 3.25 |  | 97.5
| wc area no - 2 entire area | 2 | 15 | 3.25 |  | 97.5
| wc area no - 3 entire area | 2 | 15 | 3.25 |  | 97.5
| Men's toilet wall |  |  |  |  | 0
| counter entie area | 2 | 75 | 3.25 |  | 487.5
| less main door | -2 | 2.5 | 2.41 |  | -12.05
| less wc doors ( 3 nos ) | -6 | 2.41 | 3.25 |  | -46.995
| wc area no - 1 entire area | 2 | 14.5 | 3.25 |  | 94.25
| wc area no - 2 entire area | 2 | 14.5 | 3.25 |  | 94.25
| wc area no - 3 entire area | 2 | 15.25 | 3.25 |  | 99.125
| MD Toilet |  |  |  |  | 0
| md toilet wall entire area | 2 | 53.66 | 3.25 |  | 348.79
| md toilet out side passage flooring | 2 | 9 | 2 |  | 36
| md toilet out side passage flooring | 2 | 14.5 | 2 |  | 58
| md toilet out side passage flooring | 2 | 9.25 | 2 |  | 37
| md toilet out side passage flooring | 2 | 13.75 | 2 |  | 55
| below storage raised area | 2 | 5 | 2 |  | 20
| As Per Brick Bet Flooring Qty Taken ( women's toilet ) |  |  |  |  | 0
| women's toilet umra | 1 | 2.75 | 0.25 |  | 0.6875
| entrance area | 1 | 12 | 5 |  | 60
| less wall | 1 | 7 | 0.5 |  | 3.5
| less corner column | -1 | 0.75 | 0.75 |  | -0.5625
| less door side column | -1 | 3 | 0.33 |  | -0.99
| less column | -1 | 3.58 | 1.25 |  | -4.475
| counter area | 1 | 17.5 | 7 |  | 122.5
| less duct area | -1 | 4.33 | 2.08 |  | -9.0064
| less column | -1 | 2 | 1.83 |  | -3.66
| wc area no -1 | 1 | 4.66 | 4.33 |  | 20.1778
| umra 3 nos | 3 | 2.5 | 0.58 |  | 4.35
| wc area no -2 | 1 | 4.66 | 4.33 |  | 20.1778
| wc area no -3 | 1 | 4.66 | 4.33 |  | 20.1778
| Men's Toilet |  |  |  |  | 0
| umra | 1 | 2.58 | 0.33 |  | 0.8514
| counter area | 1 | 18.16 | 7.66 |  | 139.1056
| less column | -1 | 2.58 | 2 |  | -5.16
| less offset area | -1 | 4 | 1.58 |  | -6.32
| less duct area | -1 | 4.16 | 2.75 |  | -11.44
| urinal area | 1 | 11.91 | 4.25 |  | 50.6175
| less column | -1 | 1.83 | 1.83 |  | -3.3489
| wc area no -1 | 1 | 4.16 | 3.91 |  | 16.2656
| umra 3 nos | 3 | 2.5 | 0.58 |  | 4.35
| wc area no -2 | 1 | 4.16 | 3.91 |  | 16.2656
| wc area no -3 | 1 | 5.5 | 3.5 |  | 19.25
| MD Toilet |  |  |  |  | 0
| toilet entire area | 1 | 14 | 6.91 |  | 96.74
| less partition | -1 | 1.91 | 0.25 |  | -0.4775
| less partition | -1 | 2.25 | 0.25 |  | -0.5625
| less column | -1 | 2.25 | 0.5 |  | -1.125
| umra | 1 | 3 | 0.33 |  | 0.99
| less: 1st RB qty |  |  |  |  | -479.64
| less: 2nd RB qty |  |  |  |  | -876.859 | 4454.0268 | Sqft
1.2.5a | Mambrine Waterproofing in MD toilet
MD Toilet
| toilet entire area | 1 | 14 | 6.91 |  | 96.74
| less partition | -1 | 1.91 | 0.25 |  | -0.4775
| less partition | -1 | 2.25 | 0.25 |  | -0.5625
| less column | -1 | 2.25 | 0.5 |  | -1.125
| umra | 1 | 3 | 0.33 |  | 0.99
| MD toilet wall entire area | 1 | 53.5 | 2.5 |  | 133.75 | 229.315 | Sqft
1.2.6 | P.C.C. flooring.
| entire area (Single layer) | 1 | 116.25 | 116.25 |  | 13514.0625
| less column | -16 | 1.75 | 0.5 |  | -14
| less gents's toilet & lift lobby area | -1 | 24.41 | 21.83 |  | -532.8703
| less stair case area | -1 | 24.41 | 22 |  | -537.02
| less duct & women's toilet area | -1 | 24.41 | 22 |  | -537.02
| less stiar case & lift lobby area | -1 | 24.41 | 22 |  | -537.02
| Md toilet double layer | 1 | 14 | 6.91 |  | 96.74
| less partition | -1 | 2.25 | 0.25 |  | -0.5625
| less partition | -1 | 1.91 | 0.25 |  | -0.4775
| less column | -1 | 2 | 0.5 |  | -1
| pantry raised area double layer | 1 | 10.91 | 2.66 |  | 29.0206
| lift umra | 6 | 2.58 | 1 |  | 15.48
| women's toilet (Double Layer) |  |  |  |  | 0
| women's toilet umra | 2 | 2.75 | 0.25 |  | 1.375
| entrance area | 2 | 12 | 5 |  | 120
| less wall | 2 | 7 | 0.5 |  | 7
| less corner column | -2 | 0.75 | 0.75 |  | -1.125
| less door side column | -2 | 3 | 0.33 |  | -1.98
| less column | -2 | 3.58 | 1.25 |  | -8.95
| counter area | 2 | 17.5 | 7 |  | 245
| less duct area | -2 | 4.33 | 2.08 |  | -18.0128
| less column | -2 | 2 | 1.83 |  | -7.32
| wc area no -1 | 2 | 4.66 | 4.33 |  | 40.3556
| umra 3 nos | 6 | 2.5 | 0.58 |  | 8.7
| wc area no -2 | 2 | 4.66 | 4.33 |  | 40.3556
| wc area no -3 | 2 | 4.66 | 4.33 |  | 40.3556
| Men's Toilet ( Double Layer ) |  |  |  |  | 0
| entrance umra | 2 | 2.58 | 0.33 |  | 1.7028
| counter area | 2 | 18.16 | 7.66 |  | 278.2112
| less column | -2 | 2.58 | 2 |  | -10.32
| less offset area | -2 | 4 | 1.58 |  | -12.64
| less duct area | -2 | 4.16 | 2.75 |  | -22.88
| urinal area | 2 | 11.91 | 4.25 |  | 101.235
| less column | -2 | 1.83 | 1.83 |  | -6.6978
| wc area no -1 | 2 | 4.16 | 3.91 |  | 32.5312
| umra 3 nos | 6 | 2.5 | 0.58 |  | 8.7
| wc area no -2 | 2 | 4.16 | 3.91 |  | 32.5312
| wc area no -3 | 2 | 5.5 | 3.5 |  | 38.5
| reception area breaked | 1 | 30.33 | 15 |  | 454.95
| tele both area-1 & 2 | 2 | 5.33 | 4.08 |  | 43.4928
| For elctric truncking area rework | 1 | 600 | 1 |  | 600
| less: 1st RB qty |  |  |  |  | -9781.211
| less: 2nd RB qty |  |  |  |  | -1859.111 | 1860.0812 | Sqft
1.2.7 | Self levelling compound.
At least 5 mm thk. coating with smooth surface
Compound to be done by specialized agency & as per manufacturer specification
| air india + board room | 1 | 77.33 | 28.33 |  | 2190.7589
| less:- | -1 | 12.17 | 17.83 |  | -216.9911
|  | 1 | 6.17 | 4.42 |  | 27.2714
| less:- | -1 | 10.92 | 5.17 |  | -56.4564
|  | 1 | 17.17 | 24.2459 |  | 416.3021
| md area | 1 | 30.82 | 48.58 |  | 1497.2356
| less:- | -1 | 7.17 | 14.5 |  | -103.965
| nirmal side & other | 1 | 73.82 | 28.33 |  | 2091.3206
| less:- | -1 | 15.33 | 11.5 |  | -176.295
| less:- | -1 | 7.67 | 11.2459 |  | -86.2561
|  | 1 | 19 | 23.57 |  | 447.83
| less:- | -1 | 11.82 | 10.17 |  | -120.2094
| less:- | -1 | 9.82 | 11.5 |  | -112.93
| boardroom | 1 | 13.5 | 28 |  | 378
| less:- | -1 | 1.6721 | 1.5 |  | -2.5082
| vivanta | 1 | 13.5 | 12.5 |  | 168.75 | 6341.8575 | Sft
TOTAL – I
II | FLOORING & CLADDINGS
All Italian Marble to be layed/cladded with White cement only
Marble/Granite/Stone to be fitted with tight hairline joints/pattern/grooves as shown in drawing or as instructed by Architect.
All joints to be filled with matching color Tim- X or Equivalen Resin/Grout or in approved color/shade by Architect
All Marble/Stone Flooring to be Mirror Polished up to th satisfaction of Architect except Textured or treated Floorin
Protection of Finished material before and after laying cladding finishing will be contractors responsibilit
Basic cost of Finishing Material (Exclude transportation & taxes)
Italian Marble -350 @ /sq.ft :
Composite Stone @250/sq.ft :
Granite Stone @ 270/sq.ft :
Vitrified Tiles @80/sq.ft :
2.1 | Floorings:
a | Italian Marble
| reception area - A | 1 | 30.41 | 15 |  | 456.15
| less column | -1 | 1.75 | 1.58 |  | -2.765
| column to column patta - B | 1 | 10.16 | 1.66 |  | 16.8656
| lift lobby - C | 1 | 23.08 | 15.83 |  | 365.3564
| passage - D | 1 | 39.41 | 6.33 |  | 249.4653
| passage umra ( electric room area ) | 1 | 3.33 | 0.5 |  | 1.665
| lift umra | 6 | 2.58 | 1.08 |  | 16.7184
| stair case umra 2 nos | 2 | 2.91 | 0.58 |  | 3.3756
| before women's toilet passage - E | 1 | 9.58 | 6.41 |  | 61.4078
| passage umra | 1 | 2.91 | 0.58 |  | 1.6878
| work station umra | 1 | 3 | 0.33 |  | 0.99
| toilet umra | 1 | 2.41 | 0.5 |  | 1.205
| before men's toilet passage - F | 1 | 9.5 | 6.33 |  | 60.135
| work station umra | 1 | 4.25 | 0.33 |  | 1.4025
| passage umra | 1 | 2.83 | 0.58 |  | 1.6414
| toilet umra | 1 | 2.33 | 0.5 |  | 1.165
| Md toilet entire area | 1 | 14 | 6.75 |  | 94.5
| less partition | -1 | 2.25 | 0.25 |  | -0.5625
| less partition | -1 | 1.91 | 0.25 |  | -0.4775
| entrance below floring skirting | 1 | 2.83 | 0.58 |  | 1.6414
| umra | 1 | 2.91 | 0.33 |  | 0.9603
| less: 2nd RB qty |  |  |  |  | -750 | 582.5275 | Sqft
b | Composite Stone FL-2 | [6 empty] | Sft
c | Granite Stone- FL-3 | [6 empty] | Sft
d | River washed Granite Stone -FL-4 | [6 empty] | Sft
e | Vitrified Tiles - | [6 empty] | Sft
Men's Toilet
| umra | 1 | 2.58 | 0.33 |  | 0.8514
| counter area | 1 | 18.16 | 7.58 |  | 137.6528
| less column | -1 | 2.58 | 1.91 |  | -4.9278
| less offset area | -1 | 4 | 1.58 |  | -6.32
| less duct area | -1 | 4.16 | 2.75 |  | -11.44
| urinal area | 1 | 11.91 | 4.25 |  | 50.6175
| less column | -1 | 2.33 | 1.91 |  | -4.4503
| wc area no -1 | 1 | 4.16 | 3.83 |  | 15.9328
| wc area no -2 | 1 | 4.16 | 3.91 |  | 16.2656
| wc area no -3 | 1 | 4.83 | 3.5 |  | 16.905
| women's toilet |  |  |  |  | 0
| toilet umra | 1 | 2.91 | 0.25 |  | 0.7275
| entrance area | 1 | 11.91 | 5 |  | 59.55
| less wall | -1 | 7 | 0.5 |  | -3.5
| less corner column | -1 | 0.75 | 0.75 |  | -0.5625
| less door side column | -1 | 3 | 0.33 |  | -0.99
| less column | -1 | 3.58 | 1.33 |  | -4.7614
| counter area | 1 | 17.5 | 7 |  | 122.5
| less duct area | -1 | 4.33 | 2.08 |  | -9.0064
| less column | -1 | 2.08 | 2 |  | -4.16
| wc area no -1 | 1 | 4.33 | 3.91 |  | 16.9303
| wc area no -2 | 1 | 4.33 | 3.91 |  | 16.9303
| wc area no -3 | 1 | 4.08 | 4.08 |  | 16.6464
| passage eelctric room area | 1 | 23.5 | 6.83 |  | 160.505
| near door offset | 1 | 4.75 | 0.5 |  | 2.375
| less column | -1 | 2.08 | 1.25 |  | -2.6
| entrance umra | 1 | 3.25 | 0.16 |  | 0.52
| electric room umra | 1 | 2.66 | 0.5 |  | 1.33
| facility room umra | 1 | 3.25 | 0.41 |  | 1.3325
| entrance umra | 1 | 4.75 | 0.5 |  | 2.375
| raised area below storage men's toilet outside | 1 | 4.83 | 1.16 |  | 5.6028
| less: 2nd RB qty |  |  |  |  | -454.219 | 138.6125 | Sqft
f | Composite stone - FL-6
g | Kotah floor - FL-7
| compactor room | 1 | 14.91 | 11.08 |  | 165.2028
| umra | 1 | 3 | 0.58 |  | 1.74
| electric room | 1 | 8.58 | 8 |  | 68.64
| less column | -1 | 2.08 | 0.91 |  | -1.8928
| umra | 1 | 2.75 | 0.16 |  | 0.44
| facility store room | 1 | 15.33 | 8.66 |  | 132.7578
| less column | -1 | 2.33 | 0.5 |  | -1.165
| umra | 1 | 3.25 | 0.16 |  | 0.52
| pantry entire area | 1 | 16.83 | 12.83 |  | 215.9289
| less column | -1 | 6.58 | 1.58 |  | -10.3964
| umra | 1 | 2.91 | 0.33 |  | 0.9603
| rework for raised floor | 1 | 3.75 | 2.66 |  | 9.975
| rework for raised floor | 1 | 5.5 | 1.75 |  | 9.625
| rework for raised floor | 1 | 3.75 | 2.66 |  | 9.975
| storage room | 1 | 12.83 | 5.83 |  | 74.7989
| less column | -1 | 1.75 | 1.75 |  | -3.0625
| umra | 1 | 3 | 0.33 |  | 0.99
| umra | 1 | 3.16 | 0.33 |  | 1.0428
| AHU room before | 1 | 10.33 | 5 |  | 51.65
| umra | 1 | 3 | 0.83 |  | 2.49
| less: 1st RB qty |  |  |  |  | -452.523
| less: 2nd RB qty |  |  |  |  | -260.438 | 17.2588 | Sqft
2.2 | Jamb lines & Bands:
19 mm thk quartz to be used
Neat ordinary Portland cement to be used for fixing to wal
Joints to be filled with matching colour epoxy grout fille
2.2.1 | Single Jamb line
a | Composite marble top ledge 9" high & 16" wide | [6 empty] | Rft
b | Italian Marble Jamb line at Lift openin | [5 empty] | 0 | Rft
2.2.2 | Double Jamb line for staff bathroom doors (Main door and Internal door) Including Architrave
a | With double Marble frame
Womens' Toilet
| wc door jamb verticle (3 nos) | 6 | 7.75 |  |  | 46.5
Mens' Toilet
| wc door jamb verticle (3 nos) | 6 | 7.75 |  |  | 46.5 | 93 | Rft
2.2.3 | Granite Portal (Staff Dining Hall)
2.2.4 | Bands: (Junction between carpet and tile/tile and tile in
Composite stone FL-2
a | Upto 9" wide
Mens' Toilet
| wc umra ( 3 nos ) | 3 | 2.5 |  |  | 7.5
| wc door top ( 3 nos ) | 3 | 2.5 |  |  | 7.5
| Womens' Toilet |  |  |  |  | 0
| wc umra ( 3 nos ) | 3 | 2.5 |  |  | 7.5
| wc door top ( 3 nos ) | 3 | 2.5 |  |  | 7.5
| wall band verticle | 1 | 7.83 |  |  | 7.83
| lift loby and reception area beam bottom horizontal | 2 | 10.5 |  |  | 21
| lift loby and reception area column bottom horizontal | 2 | 7.91 |  |  | 15.82
| stair case door side verticle ( both doors ) | 2 | 7.91 |  |  | 15.82
| skirting lift loby passage | 1 | 10.16 |  |  | 10.16
| skirting lift loby passage | 1 | 2.08 |  |  | 2.08
| md meeting room column | 1 | 1.5 |  |  | 1.5
|  | 1 | 1.5 |  |  | 1.5
| reception area column | 1 | 1.5 |  |  | 1.5
|  | 1 | 1.75 |  |  | 1.75
|  | 1 | 1.58 |  |  | 1.58
| large cabin column 6" | 1 | 1 |  |  | 1
|  | 1 | 1.5 |  |  | 1.5
| workstation area column | 1 | 1.75 |  |  | 1.75
| 1" | 1 | 1 |  |  | 1
| 1" | 1 | 1 |  |  | 1
| small cabin | 1 | 1.75 |  |  | 1.75
| 1" | 1 | 1 |  |  | 1
| large cabin column 6" | 1 | 1 |  |  | 1
|  | 1 | 1.5 |  |  | 1.5
| PDR 1 | 3 | 1.67 |  |  | 5.01
| dinninge area | 1 | 1.67 |  |  | 1.67
|  | 1 | 1.75 |  |  | 1.75
|  | 1 | 1.67 |  |  | 1.67
| community | 1 | 1.58 |  |  | 1.58
|  | 1 | 1.42 |  |  | 1.42
| large cabin column 11" | 1 | 1 |  |  | 1
|  | 1 | 1.75 |  |  | 1.75
| workstation area column 6" | 2 | 1 |  |  | 2
|  | 1 | 1.75 |  |  | 1.75
| workstation area column 6" | 2 | 1 |  |  | 2
|  | 1 | 1.75 |  |  | 1.75
| large cabin column 6" | 1 | 1 |  |  | 1
|  | 1 | 1.5 |  |  | 1.5 | 147.89 | Rft
b | upto 1'-8" wide | [6 empty] | Rft
2.5 | Dado Cladding:
a | Marble wall cladding lift wall & MD toilet
Lift lobby
| wall no - 1 | 1 | 2.66 | 7.91 |  | 21.0406
| lift wall - 2 | 1 | 1.08 | 7.91 |  | 8.5428
| lift wall - 2 | 1 | 1.41 | 7.91 |  | 11.1531
| lift wall - 2 | 1 | 1.41 | 7.91 |  | 11.1531
| lift wall - 2 | 1 | 1.41 | 7.91 |  | 11.1531
| lift wall - 2 | 1 | 1.41 | 7.91 |  | 11.1531
| lift wall - 2 | 1 | 5.66 | 7.91 |  | 44.7706
| duct wall - 3 | 1 | 11.83 | 7.91 |  | 93.5753
| less duct door | -1 | 2.08 | 6.75 |  | -14.04
| less duct door | -1 | 3.91 | 6.75 |  | -26.3925
| passage door wall - 4 | 1 | 1.5 | 7.91 |  | 11.865
| passage door wall - 4 | 1 | 1.83 | 7.91 |  | 14.4753
| stair case door wall - 5 | 1 | 8.83 | 7.91 |  | 69.8453
| duct wall no -6 | 1 | 11.83 | 7.91 |  | 93.5753
| less duct door | -1 | 2.08 | 6.75 |  | -14.04
| less duct door | -1 | 3.91 | 6.75 |  | -26.3925
| passage door wall - 7 | 1 | 1.5 | 7.91 |  | 11.865
| passage door wall - 7 | 1 | 1.91 | 7.91 |  | 15.1081
| stair case door wall - 8 | 1 | 8.83 | 7.91 |  | 69.8453
| lift wall - 9 | 1 | 2.41 | 7.91 |  | 19.0631
| lift wall - 9 | 4 | 1.25 | 7.91 |  | 39.55
| lift wall - 9 | 1 | 4.41 | 7.91 |  | 34.8831
| wall no - 10 column | 1 | 2.91 | 7.91 |  | 23.0181
| column edge | 1 | 1.66 | 7.75 |  | 12.865
| lift loby and reception area column bottom | 1 | 10.16 | 1.66 |  | 16.8656
| lift loby and reception area column edge | 1 | 1.66 | 7.75 |  | 12.865
| MD toilet wc and shower | 1 | 31.5 | 7.83 |  | 246.645
| less door | -1 | 2.66 | 7.5 |  | -19.95
| less mirror area | -1 | 4.41 | 7.83 |  | -34.5303
| entrance area | 1 | 20.66 | 7.83 |  | 161.7678
| less door | -1 | 2.66 | 7.5 |  | -19.95
| less door | -1 | 3 | 7.5 |  | -22.5 | 888.8484 | Sqft
b | Vitrified tile Basic cost of tile 110 | [6 empty] | Sft
c | Ceramic tile Cladding Basic cost of tile 80
pantry
| pantry form door side wall-A | 1 | 3.75 | 7.91 |  | 29.6625
| counter wall - B | 1 | 6.5 | 7.58 |  | 49.27
| counter wall - C | 1 | 10.91 | 7.58 |  | 82.6978
| counter wall - D | 1 | 6.5 | 7.58 |  | 49.27
| wall - D | 1 | 10.66 | 7.91 |  | 84.3206
| wall - E | 1 | 12.83 | 7.91 |  | 101.4853
| door side wall - F | 1 | 5 | 7.91 |  | 39.55
| door above patta | 1 | 3.08 | 0.25 |  | 0.77
| Storage Room |  |  |  |  | 0
| storage room entire area | 1 | 35 | 7.91 |  | 276.85
| rework for door shifting | 1 | 5.83 | 7.91 |  | 46.1153
| less: 2nd RB qty |  |  |  |  | -698.64 | 61.3515 | Sqft
2.6 | Counters
2.6.1 | Pantry Counters: ( PS ) | [6 empty] | Rft
18 mm thk. Granite top with front 2" facia
Include SINK, Make: Nirali, size : 550 x 440mm
Under counter Laminate storage incl drawers and shutters as per dwg to be included
2.6.2 | Basin Counters : Staff bathroom
Overall size : 2'-0" deep x 2'-10" high
Top finish in Marble
women's toilet
| men's toilet | [5 empty] | 0 | Rft
2.6.3 | Basin Counters : Executive Bathroom | 1 | 4.5 |  |  |  | 4.5 | Rft
Overall size : 2'-0" deep x 2'-10" high
Top finish in Italian Marble
2.6.4 | Seating bech with indian marble in woomens toilet
| women's toilet besin counter | 1 | 5 |  |  |  | 5 | Rft
2.6.5 | Filling concreat between partiton
| Md toilet wc wall | 1 | 7 | 2.5 |  | 17.5
| kitchen counter wall | 1 | 23.91 | 0.5 |  | 11.955 | 29.455 | Sqft
2.6.6 | Filling Fosroc Cebex 100 ( Plasticised Expanding Grout Admixture )
| Md toilet entire corner area | 1 | 51 |  |  |  | 51 | Rft
2.6.7 | Skirting
a | Kota stone
| Pantry below counter | 1 | 18.66 |  |  |  | 18.66 | Rft
b | Vitrified tiles
| compactor room | 1 | 11 |  |  | 11
| compactor room | 1 | 11.08 |  |  | 11.08
| compactor room | 1 | 11 |  |  | 11
| compactor room | 1 | 3.58 |  |  | 3.58
| compactor room | 1 | 0.33 |  |  | 0.33
| compactor room | 1 | 3.41 |  |  | 3.41
| compactor room | 1 | 3.41 |  |  | 3.41
| compactor room | 1 | 8 |  |  | 8
| electric room | 1 | 4.5 |  |  | 4.5
| electric room | 1 | 9.66 |  |  | 9.66
| electric room | 1 | 7 |  |  | 7
| electric room | 1 | 8.66 |  |  | 8.66
| electric room | 1 | 0.5 |  |  | 0.5
| facility room | 1 | 5.5 |  |  | 5.5
| facility room | 1 | 8.66 |  |  | 8.66
| facility room | 1 | 14.83 |  |  | 14.83
| facility room | 1 | 9 |  |  | 9
| facility room | 1 | 6.5 |  |  | 6.5
| AHU Room (air india side) | 1 | 11.16 |  |  | 11.16
| AHU Room (air india side) | 1 | 14.33 |  |  | 14.33
| raise floor below storage | 1 | 6 |  |  | 6
| tele both bothside | 2 | 5.33 |  |  | 10.66 | 168.77 | Rft
TOTAL – II
III | FRENCH PLASTER WORK
Floor slab to ceiling slab ht. - 10'-9"
False ceiling at average 8'-0" to 9'-0" ht.
Gypsum Board sheets shall be fitted & finished as pe manufacturer's specification
3.1 | Gypsum Board ceiling
| Large Cabin | 1 | 19.5 | 11.75 |  | 229.125
| Side Patta | 2 | 19.5 | 0.75 |  | 29.25
| small cabin ceiling -1 | 2 | 11.5 | 10.5 |  | 241.5
| Side Patta | 4 | 10.5 | 0.75 |  | 31.5
| small cabin no. 2 | 1 | 11.75 | 9.75 |  | 114.5625
| Side Patta | 2 | 9.75 | 0.75 |  | 14.625
| small cabin no. 3 | 1 | 9.83 | 11.75 |  | 115.5025
| side patta | 2 | 9.83 | 1 |  | 19.66
| small cabin no -4 | 1 | 10 | 11.75 |  | 117.5
| Rework | 1 | 10 | 11.75 |  | 117.5
| side patta | 2 | 10 | 0.75 |  | 15
| small cabin no. 5 | 1 | 10 | 11.75 |  | 117.5
| side patta | 2 | 0.75 | 11.75 |  | 17.625
| Large Cabin No. 2 | 1 | 19.5 | 12 |  | 234
| Side ptta | 2 | 19.5 | 0.75 |  | 29.25
| Work station passage side ceiling | 1 | 25.25 | 4.5 |  | 113.625
| -- do | 1 | 28 | 12 |  | 336
| -- do | 1 | 16.42 | 37.83 |  | 621.1686
| -- do | 1 | 10.83 | 11.25 |  | 121.8375
| -- do | 1 | 16 | 17 |  | 272
| work station law height | 1 | 25.5 | 17 |  | 433.5
| ceiling rework | 1 | 25.5 | 17 |  | 433.5
| Low hight side patta | 1 | 25.5 | 0.75 |  | 19.125
| side patta | 1 | 10.67 | 0.75 |  | 8.0025
| Vivanta Meeting Room ceiling | 1 | 13 | 12.75 |  | 165.75
| side patta | 2 | 12.75 | 0.75 |  | 19.125
| receipion ceiling | 1 | 24.75 | 9.5 |  | 235.125
| Reception ceiling | 2 | 24.75 | 3.5 |  | 173.25
| Side Patta | 2 | 15 | 3.5 |  | 105
| work station M.D. Cabin side passage | 1 | 20.17 | 18.83 |  | 379.8011
| passage M.D. Bath side | 1 | 11 | 5.58 |  | 61.38
| M.D. Cabin Ceiling | 1 | 18 | 28 |  | 504
| side patta | 2 | 11.25 | 0.75 |  | 16.875
| side patta | 2 | 22 | 0.75 |  | 33
| M.D. Toilet ceiling | 1 | 3.75 | 6.58 |  | 24.675
| M.D. Toilet Ceiling | 1 | 9.83 | 6.25 |  | 61.4375
| Large cabin ceiling | 1 | 11.75 | 21 |  | 246.75
| side patta | 2 | 21 | 0.75 |  | 31.5
| small cabin ceiling -1 | 1 | 11.75 | 9.75 |  | 114.5625
| side patta | 2 | 9.75 | 0.75 |  | 14.625
| compantory ceiling | 1 | 4 | 7.5 |  | 30
| Small cabin | 1 | 11.75 | 10.75 |  | 126.3125
| side patta | 2 | 10.75 | 0.75 |  | 16.125
| Large cabin ceiling | 1 | 11.75 | 19.42 |  | 228.185
| side patta | 2 | 19.42 | 0.75 |  | 29.13
| phone bath ceiling | 2 | 5.5 | 4 |  | 44
| welness room ceiling | 1 | 7.5 | 10.75 |  | 80.625
| side patta | 1 | 2.83 | 16 |  | 45.28
| Side Patta | 1 | 2 | 16 |  | 32
| Side Patta | 2 | 3.5 | 7 |  | 49
| door side patta | 1 | 3.25 | 1.58 |  | 5.135
| RFT vertical | 4 | 7.75 | 0.75 |  | 23.25
| RFT vertical | 4 | 10.75 | 0.75 |  | 32.25
| Private dining area | 4 | 13 | 2.5 |  | 130
| ceiling patta | 2 | 13 | 0.75 |  | 19.5
| Camunity area passage | 1 | 4.33 | 8.5 |  | 36.805
| ceiling |  |  |  |  | 0
| passage | 1 | 6.5 | 5.17 |  | 33.605
| passage | 1 | 18.5 | 13.5 |  | 249.75
| Gypsum ceiling | 1 | 17.5 | 6.25 |  | 109.375
| workstation passage area No 2 | 1 | 4.5 | 11.67 |  | 52.515
| workstation passage | 1 | 16.75 | 8.33 |  | 139.5275
| workstation area -R | 1 | 11.75 | 31 |  | 364.25
| Work station area -L | 1 | 16.75 | 31 |  | 519.25
| work atation area | 1 | 16.25 | 19.5 |  | 316.875
| passage door side | 1 | 4.5 | 13 |  | 58.5
| Dinning area lo hight | 1 | 12.25 | 35.25 |  | 431.8125
| law hight patta | 1 | 35.25 | 1 |  | 35.25
| hight ceiling dinning | 1 | 11.25 | 28.25 |  | 317.8125
| side patta | 2 | 4 | 35.25 |  | 282
| side patta | 2 | 4 | 11.25 |  | 90
| Ginger prival Dinging | 1 | 13.5 | 18 |  | 243
| side patta | 2 | 18 | 0.75 |  | 27
| Electrical side patta | 1 | 6.83 | 23.75 |  | 162.2125
| side patta | 1 | 6.83 | 0.75 |  | 5.1225
| Ladies Toilet Passage Area | 1 | 6.5 | 9.5 |  | 61.75
| --do | 1 | 2 | 8 |  | 16
| --do | 3 | 1 | 8 |  | 24
| --do | 4 | 3.67 | 0.75 |  | 11.01
| Ladies Toilet Ceiling | 1 | 5 | 12 |  | 60
| --do | 1 | 9.58 | 7 |  | 67.06
| --do | 1 | 4.33 | 4.83 |  | 20.9139
| --do | 1 | 4.33 | 7 |  | 30.31
| --do | 1 | 4 | 4.33 |  | 17.32
| --do | 1 | 4 | 4.33 |  | 17.32
| Gypsum Ceiling Lobby | 2 | 11.83 | 6.25 |  | 147.875
| Height ceiling loby | 1 | 12 | 19.25 |  | 231
| side patta | 2 | 2.5 | 19.25 |  | 96.25
| side patta | 2 | 2.5 | 10.83 |  | 54.15
| vertical patta | 4 | 15 | 0.75 |  | 45
| Jeanse Toilet passage area | 4 | 10.83 | 0.75 |  | 32.49
| Jeanse Toilet ceiling | 1 | 6.33 | 9.5 |  | 60.135
| ---do | 1 | 5.67 | 10 |  | 56.7
| ---do | 1 | 4 | 4 |  | 16
| ---do | 1 | 4.25 | 3 |  | 12.75
| ---do | 1 | 10.25 | 2.83 |  | 29.0075
| ---do | 1 | 3.58 | 4.83 |  | 17.2914
| ---do | 1 | 3.83 | 4.25 |  | 16.2775
| ---do | 1 | 3.83 | 4.25 |  | 16.2775
| --do | 1 | 4 | 4.33 |  | 17.32
| only framing & rework |  |  |  |  | 0
| Board room only frame | 0.8 | 28.5 | 13.17 |  | 300.276
| rework passage | 0.8 | 20.17 | 6 |  | 96.816
| Passage (Rework freming ) | 0.8 | 18.5 | 13.5 |  | 199.8
| Dinning area rework ceiling | 4 | 6 | 4 |  | 96
| Community Area (Rework freming ) | 0.8 | 17.5 | 6.25 |  | 87.5
| Area (Rework freming ) | 0.8 | 13.5 | 18 |  | 194.4
| Rework Gypsum Ceiling | 5 | 3.5 | 1 |  | 17.5
| Door side | 5 | 3.5 | 1 |  | 17.5
| door side rework | 1 | 6 | 1.17 |  | 7.02
| less: 2nd RB qty |  |  |  |  | -6511.245 | 6034.9445 | Sqft
3.2 | Gypsum board "L" shaped light cove
| dinning | 1.5 | 70 |  |  | 105
| lift lobby | 2 | 19.5 |  |  | 39
|  | 2 | 12 |  |  | 24 | 168 | Rft
3.3 | POP punning on wall. | [6 empty] | Sft
Average 12 mm thk POP on wall
Smooth finished to receive finishing coating.
Exclude painting work.
| Wall punning | 1 | 25 | 8.5 |  | 212.5
| work station area |  |  |  |  | 0
| colomn | 1 | 8 | 8.5 |  | 68
| board room colom | 1 | 7.33 | 8.5 |  | 62.305
| Large Cabin colomn | 1 | 3.17 | 8.5 |  | 26.945
| Large cabin Colomn | 1 | 2.5 | 8 |  | 20
| small cabin colomn | 1 | 4.83 | 8 |  | 38.64
| work station wall door side | 1 | 13.83 | 8.5 |  | 117.555
| -do | 1 | 17.67 | 8.5 |  | 150.195
|  | 1 | 13.5 | 8.5 |  | 114.75
| column | 1 | 5.08 | 8.5 |  | 43.18
| small cabin -04 colomn | 1 | 4.91 | 8 |  | 39.28
| Large cabin colomn | 1 | 4.17 | 8 |  | 33.36
| large column | 1 | 2.5 | 8 |  | 20
| Ladies Toilet passage | 1 | 9.5 | 8.5 |  | 80.75
| Less : door | -1 | -2.5 | -7.58 |  | -18.95
| -do | 1 | 9.5 | 8.5 |  | 80.75
| -do | 2 | 1.17 | 8.5 |  | 19.89
| wall punning coloumn | 1 | 7.25 | 8 |  | 58
| Ginger private dining |  |  |  |  | 0
| Dinning area wall | 1 | 30.83 | 8.5 |  | 262.055
| dinning colomn | 1 | 7.33 | 8 |  | 58.64
| community area colomn | 1 | 7.33 | 8 |  | 58.64
| serven room wall | 1 | 11.5 | 8.5 |  | 97.75
| servent room wall | 1 | 11.5 | 8.5 |  | 97.75
| Phone bhooth coloum | 1 | 8 | 8 |  | 64
| Large cabin coloumn-5 | 1 | 2.5 | 8 |  | 20
| Large cabin coloumn | 1 | 5.17 | 8 |  | 41.36
| Corporeter cabin | 1 | 2.58 | 8.5 |  | 21.93
| Corporeter door side | 1 | 2.42 | 3.58 |  | 8.6636
| door side | 2 | 1.17 | 6.17 |  | 14.4378
| work station column | 2 | 5.17 | 8 |  | 82.72
| work station wall | 1 | 19.5 | 8.5 |  | 165.75
| wall -2 | 1 | 24.75 | 8.5 |  | 210.375
| Large cabin colomn | 1 | 5.17 | 8 |  | 41.36
| coloumn | 1 | 5.17 | 8 |  | 41.36
| M.D. Passage Column | 1 | 8 | 8 |  | 64
| M.D. Passage wall | 1 | 17.17 | 8.5 |  | 145.945
| m.d. Cabin Column | 1 | 2.5 | 8 |  | 20
| meeting room column | 1 | 7.33 | 8 |  | 58.64
| Reception column | 1 | 7.33 | 8 |  | 58.64
| Reception door side | 1 | 4.42 | 8.5 |  | 37.57
| Jeanse Toilet Passage | 1 | 9.5 | 8.5 |  | 80.75
| Less : Door | -1 | 2.58 | 7.58 |  | -19.5564
| Toilet passage | 1 | 9.5 | 8.5 |  | 80.75
| Door Site | 2 | 1.58 | 8.5 |  | 26.86
| Electric room passafe | 1 | 25.5 | 8.5 |  | 216.75
| passage | 1 | 32.25 | 8.5 |  | 274.125
| Less : Door | -3 | 3.58 | 7.58 |  | -81.4092
| Electric room passafe | 2 | 8.58 | 8.5 |  | 145.86
| --- do | 1 | 15.17 | 8.5 |  | 128.945
| Less : Door | -1 | 3.58 | 7.58 |  | -27.1364
| Wall punning | 2 | 7.91 | 8.5 |  | 134.47
| Electric room passafe | 1 | 2.91 | 7.58 |  | 22.0578
| --do | 2 | 9.67 | 8.5 |  | 164.39
| Loby Punning | 1 | 2.17 | 8.5 |  | 18.445
| Loby Punning | 1 | 10.17 | 8.5 |  | 86.445
| Lobby Lift Side | 1 | 1 | 7.83 |  | 7.83
| less: 1st RB qty |  |  |  |  | -1740.546 | 2357.7662 | Sqft
3.3a | Bond it on old wall to receive POP
| Wall punning | 1 | 25 | 8.5 |  | 212.5
| work station area |  |  |  |  | 0
| colomn | 1 | 8 | 8.5 |  | 68
| board room colom | 1 | 7.33 | 8.5 |  | 62.305
| Large Cabin colomn | 1 | 3.17 | 8.5 |  | 26.945
| Large cabin Colomn | 1 | 2.5 | 8 |  | 20
| small cabin colomn | 1 | 4.83 | 8 |  | 38.64
| work station wall door side | 1 | 13.83 | 8.5 |  | 117.555
| -do | 1 | 17.67 | 8.5 |  | 150.195
|  | 1 | 13.5 | 8.5 |  | 114.75
| column | 1 | 5.08 | 8.5 |  | 43.18
| small cabin -04 colomn | 1 | 4.91 | 8 |  | 39.28
| Large cabin colomn | 1 | 4.17 | 8 |  | 33.36
| large column | 1 | 2.5 | 8 |  | 20
| Ladies Toilet passage | 1 | 9.5 | 8.5 |  | 80.75
| Less : door | -1 | -2.5 | -7.58 |  | -18.95
| -do | 1 | 9.5 | 8.5 |  | 80.75
| -do | 2 | 1.17 | 8.5 |  | 19.89
| wall punning coloumn | 1 | 7.25 | 8 |  | 58
| Ginger private dining |  |  |  |  | 0
| Dinning area wall | 1 | 30.83 | 8.5 |  | 262.055
| dinning colomn | 1 | 7.33 | 8 |  | 58.64
| community area colomn | 1 | 7.33 | 8 |  | 58.64
| serven room wall | 1 | 11.5 | 8.5 |  | 97.75
| servent room wall | 1 | 11.5 | 8.5 |  | 97.75
| Phone bhooth coloum | 1 | 8 | 8 |  | 64
| Large cabin coloumn-5 | 1 | 2.5 | 8 |  | 20
| Large cabin coloumn | 1 | 5.17 | 8 |  | 41.36
| Corporeter cabin | 1 | 2.58 | 8.5 |  | 21.93
| Corporeter door side | 1 | 2.42 | 3.58 |  | 8.6636
| door side | 2 | 1.17 | 6.17 |  | 14.4378
| work station column | 2 | 5.17 | 8 |  | 82.72
| work station wall | 1 | 19.5 | 8.5 |  | 165.75
| wall -2 | 1 | 24.75 | 8.5 |  | 210.375
| Large cabin colomn | 1 | 5.17 | 8 |  | 41.36
| coloumn | 1 | 5.17 | 8 |  | 41.36
| M.D. Passage Column | 1 | 8 | 8 |  | 64
| M.D. Passage wall | 1 | 17.17 | 8.5 |  | 145.945
| m.d. Cabin Column | 1 | 2.5 | 8 |  | 20
| meeting room column | 1 | 7.33 | 8 |  | 58.64
| Reception column | 1 | 7.33 | 8 |  | 58.64
| Reception door side | 1 | 4.42 | 8.5 |  | 37.57
| Jeanse Toilet Passage | 1 | 9.5 | 8.5 |  | 80.75
| Less : Door | -1 | 2.58 | 7.58 |  | -19.5564
| Toilet passage | 1 | 9.5 | 8.5 |  | 80.75
| Door Site | 2 | 1.58 | 8.5 |  | 26.86
| Electric room passafe | 1 | 22 | 8.5 |  | 187 |  |  |  |  | 21.9672 | 5.2459
| passage | 2 | 8.25 | 8.5 |  | 140.25
| Less : Door | -4 | 3.58 | 7.58 |  | -108.5456 | 3226.2444
3.4 | Grid ceiling
| facility room | 1 | 15.33 | 8.58 |  | 131.5314
| electric room | 1 | 8.58 | 7 |  | 60.06
| pantry | 1 | 16.83 | 12.83 |  | 215.9289
| compactor room | 1 | 11 | 11 |  | 121
| server room | 1 | 10.17 | 11.5 |  | 116.955
| less:- | -1 | 2 | 4 |  | -8
|  | 1 | 11.5 | 11.5 |  | 132.25
| less:- | -1 | 4.67 | 3.17 |  | -14.8039 | 754.9214 | Sqft |  |  | 740.21
3.5 | Fixing of Gypsum board over plywood
9 mm thick. gypsum board sheet to be fitted to existing plywood
Exclude painting
| Fixing Gypsum Board | 1 | 15.42 | 8.25 |  | 127.215
| over the plywood | 1 | 2.58 | 7.75 |  | 19.995
| Large cabin | 1 | 10.91 | 8.25 |  | 90.0075
| colom board fixing |  |  |  |  | 0
| small cabin-1 | 1 | 12.83 | 8.25 |  | 105.8475 |  |  |  |  | 763.57
| --do | 1 | 2.17 | 4.33 |  | 9.3961 |  |  |  |  | -23.36
| small cabin-2 | 1 | 11.58 | 8.33 |  | 96.4614 |  |  |  |  | 740.21
| --do | 6 | 2.17 | 4.33 |  | 56.3766 |  |  |  |  | 545.4
| --do | 7 | 1.75 | 7.83 |  | 95.9175
| small cabin-3 | 1 | 11.17 | 8.33 |  | 93.0461
| Passage side | 1 | 11.33 | 7.75 |  | 87.8075
| passage work side | 1 | 12.67 | 7.75 |  | 98.1925
| small cabin-4 | 1 | 11 | 8.33 |  | 91.63
|  | 1 | 13 | 8.33 |  | 108.29
| small cabin-5 | 1 | 11.67 | 8.33 |  | 97.2111
| Large cabin | 1 | 11 | 8.33 |  | 91.63
| Large cabin | 1 | 14.67 | 7.75 |  | 113.6925
| colum side | 1 | 2.5 | 7.75 |  | 19.375
| Work station area partition board fixing | 1 | 19.5 | 7.75 |  | 151.125
|  | 1 | 12 | 7.75 |  | 93
| Ladies Toilet door side partition | 1 | 2.75 | 7.75 |  | 21.3125
| --do | 1 | 4.5 | 7.75 |  | 34.875
| --do | 1 | 5.25 | 7.75 |  | 40.6875
| A.H.U. Cabin outside | 1 | 4.33 | 7.75 |  | 33.5575
| --do | 1 | 2.67 | 7.75 |  | 20.6925
| --do | 1 | 5.25 | 7.75 |  | 40.6875
| Low hight side partition | 1 | 12.5 | 7.75 |  | 96.875
| M.D. Side passage | 1 | 12 | 7.75 |  | 93
| M.D. Cabin | 1 | 13 | 7.75 |  | 100.75
| M.D. Coloum | 1 | 11.5 | 7.75 |  | 89.125
| M.D. Coloum | 1 | 2.5 | 7.75 |  | 19.375
| M.D. Side passage | 1 | 6.5 | 7.75 |  | 50.375
| --do | 1 | 7.83 | 7.75 |  | 60.6825
| --do | 1 | 11 | 7.75 |  | 85.25
| fixing Gypsum Board over the plywood | 1 | 4.5 | 7.75 |  | 34.875
| --do | 1 | 15.5 | 7.75 |  | 120.125
| Large Cabin Passage Side M.D. Toilet | 1 | 7.83 | 7.75 |  | 60.6825
| --do | 1 | 11.83 | 7.75 |  | 91.6825
| Large Cabin partition | 1 | 11.25 | 7.75 |  | 87.1875
| --do | 1 | 16.25 | 8.33 |  | 135.3625
| --do | 1 | 11.25 | 8.33 |  | 93.7125
| small cabin partitiom | 3 | 11.83 | 8.33 |  | 295.6317
| --do | 1 | 10.5 | 8.33 |  | 87.465
| Jeans Toilet passage door | 2 | 1.67 | 7.75 |  | 25.885
| work station area partition | 1 | 11.58 | 7.75 |  | 89.745
| --do | 1 | 11.67 | 7.75 |  | 90.4425
| Passage work station | 1 | 11.5 | 7.75 |  | 89.125
| small cabin | 1 | 11.25 | 8.33 |  | 93.7125
| --do | 2 | 1.58 | 7.75 |  | 24.49
| small cabin | 2 | 3.25 | 4.25 |  | 27.625
| Fixing Board partition Large Cabin | 1 | 15 | 7.75 |  | 116.25
| --do | 1 | 11.25 | 8.33 |  | 93.7125
| --do | 1 | 2.5 | 7.75 |  | 19.375
| community passage door side area | 1 | 3.5 | 7.75 |  | 27.125
| --do | 1 | 17.5 | 7.75 |  | 135.625
| --do | 1 | 6.25 | 7.75 |  | 48.4375
| --do | 1 | 7.75 | 7.75 |  | 60.0625
| passage side | 1 | 14 | 7.75 |  | 108.5
| --do | 1 | 10.25 | 7.75 |  | 79.4375
| --do | 1 | 4.5 | 7.75 |  | 34.875
| --do | 1 | 3.5 | 7.75 |  | 27.125
| --do | 1 | 4.33 | 7.75 |  | 33.5575
| welness cabin | 1 | 9.75 | 7.75 |  | 75.5625
| --do | 1 | 17.33 | 7.75 |  | 134.3075
| Private Dinning area | 1 | 7.58 | 7.75 |  | 58.745
| less: 2nd RB qty |  |  |  |  | -2940.926 | 1992.982 | Sqft
3.6 | Gypsum board "L" shaped window Pelmet
| board room | 1 | 20.33 |  |  |  | 20.33 | Rft
3.7 | Gypsum board drop 50 to 100 mm high
| Work station area RFT patta | 2 | 88 |  |  | 176
| patta RFT | 2 | 39 |  |  | 78
| reception area | 4 | 24.75 |  |  | 99
| vertical side patta | 4 | 9.75 |  |  | 39
| vertical side patta | 4 | 31.75 |  |  | 127
| side patta | 2 | 16 |  |  | 32
| Patta RFT passage | 2 | 80.5 |  |  | 161
| Patta RFT passage | 2 | 36.5 |  |  | 73
| dinning vertical RFT | 10 | 10 |  |  | 100
| less: 2nd RB qty |  |  |  |  | -260.41 | 624.59 | Rft
TOTAL – III
IV | CARPENTRY WORK
PARTITION,PANELING, PELMETS,PLY CEILINGS & SKIRTING
4.1 | Aluminum Frame Work For Partition,Panelling & Ceilin
50 mm x 38 mm , Al framework for paneling/partition at 600 mm c/c - both ways fixed to wall /from floor to slab & from slab to respective ceiling heights as shown in drawing.
18 mm x 18mm, Al angle to be used for assembling framework.
Partition
a | Low height
| nirmal side | 9 | 10.4167 | 4 |  | 375
|  | 26 | 5 | 4 |  | 520
| MD area | 5 | 5 | 4 |  | 100
|  | 2 | 10.5833 | 4 |  | 84.6667
| board room area | 12 | 5 | 4 |  | 240
|  | 4 | 10.4167 | 4 |  | 166.6667
|  | 1 | 6.8333 | 4 |  | 27.3333
| air india side | 19 | 5 | 4 |  | 380
|  | 6 | 10.4167 | 4 |  | 250
| less:- rib glass | -59 | 4.5 | 1.08 |  | -286.74
| less:- rib glass | -4 | 4.92 | 1.08 |  | -21.2544 | 1835.6723 | Sft
b | Full height
| md toilet mirror paneling | 1 | 4.75 | 7.67 |  |  | 36.4325 | Sft
c | Feature wall in polished wooden battens as per design in Dinin | [6 empty] | Sft
Plywood frame for Paneling & Partitio
4.2 | Commercial plywood ( BWR ) fixing to all frame work
Commercial plywood fixed to existing framework with flat
Edges to be tightly screwed to aluminum framework at 300 mm
a | 6 mm ply
| MD meeting room winodw | 2 | 0.92 | 7.67 |  | 14.1128
| window side | 2 | 1.25 | 7.67 |  | 19.175
| receiption area window | 2 | 1.25 | 7.67 |  | 19.175
| window side | 2 | 0.67 | 7.67 |  | 10.2778
| meeting room bordroom | 2 | 1.25 | 7.67 |  | 19.175
|  | 2 | 0.5 | 7.67 |  | 7.67
| larger room | 2 | 1.25 | 7.67 |  | 19.175
|  | 2 | 0.5 | 7.67 |  | 7.67
| small cabin | 2 | 0.92 | 7.67 |  | 14.1128
|  | 2 | 1.25 | 7.67 |  | 19.175
| small cabin + working station | 2 | 0.92 | 7.67 |  | 14.1128
|  | 2 | 1.25 | 7.67 |  | 19.175
| small cabin | 2 | 1.25 | 7.67 |  | 19.175
|  | 2 | 1.25 | 7.67 |  | 19.175
| dinning area | 2 | 1.67 | 7.67 |  | 25.6178
|  | 2 | 1.25 | 7.67 |  | 19.175
|  | 2 | 0.25 | 7.67 |  | 3.835
|  | 2 | 1.25 | 7.67 |  | 19.175
| large cabin | 2 | 1.25 | 7.67 |  | 19.175
|  | 2 | 0.25 | 7.67 |  | 3.835
| small cabin | 2 | 1.25 | 7.67 |  | 19.175
|  | 2 | 1.33 | 7.67 |  | 20.4022
| workstatioon | 2 | 1.25 | 7.67 |  | 19.175
|  | 2 | 1 | 7.67 |  | 15.34
| dinning area +pdr etc | 3 | 4 | 8 |  | 96 | 482.2612 | Sqft
b | 9 mm ply | [6 empty] | Sft
Low height partition
| nirmal side | 18 | 10.4167 | 4 |  | 750
|  | 52 | 5 | 4 |  | 1040
| MD area | 10 | 5 | 4 |  | 200
|  | 4 | 10.5833 | 4 |  | 169.3333
| board room area | 24 | 5 | 4 |  | 480
|  | 8 | 10.4167 | 4 |  | 333.3333
|  | 2 | 6.8333 | 4 |  | 54.6667
| air india side | 38 | 5 | 4 |  | 760
|  | 12 | 10.4167 | 4 |  | 500
| less:- rib glass | -118 | 4.5 | 1.08 |  | -573.48
| less:- rib glass | -8 | 4.92 | 1.08 |  | -42.5088
| dinning area wall | 1 | 30.92 | 7.5 |  | 231.9 | 3903.2445 | Sqft
c | 12 mm ply | [6 empty] | Sft
| ply inside ceiling for light fitting | [9 empty] | 0
| large cabin | 2 | 19.42 | 0.75 |  | 29.13
|  | 2 | 5.5 | 0.75 |  | 8.25
| small cabin | 2 | 9.58 | 0.75 |  | 14.37
|  | 2 | 4 | 0.75 |  | 6
| small cabin | 2 | 9.58 | 0.75 |  | 14.37
|  | 2 | 4 | 0.75 |  | 6
| small cabin | 2 | 9.58 | 0.75 |  | 14.37
|  | 2 | 4 | 0.75 |  | 6
| workstation area | 2 | 27.75 | 0.75 |  | 41.625
| workstation area ahu side | 1 | 35.5 | 0.75 |  | 26.625
| workstation area passage end | 1 | 21.25 | 0.75 |  | 15.9375
| small cabin | 2 | 11.08 | 0.75 |  | 16.62
|  | 2 | 4 | 0.75 |  | 6
| small cabin | 2 | 11.58 | 0.75 |  | 17.37
|  | 2 | 4 | 0.75 |  | 6
| large cabin | 2 | 15.5 | 0.75 |  | 23.25
|  | 2 | 5.5 | 0.75 |  | 8.25
| dinning area | 1 | 17.75 | 0.75 |  | 13.3125
|  | 1 | 4 | 0.75 |  | 3
| main dinning area | 4 | 34.75 | 0.75 |  | 104.25
| large cabin | 2 | 10.5 | 0.75 |  | 15.75
|  | 2 | 5.5 | 0.75 |  | 8.25
| small cabin | 2 | 9.58 | 0.75 |  | 14.37
|  | 2 | 4 | 0.75 |  | 6
| 12mm thk+laminate over laminate 2" | 1 | 7.83 | 0.75 |  | 5.8725
| 2" | 4 | 7.5 | 0.75 |  | 22.5
| 5" | 1 | 7.5 | 0.75 |  | 5.625
| 4" | 2 | 7.5 | 0.75 |  | 11.25
| 3" | 2 | 7.5 | 0.75 |  | 11.25
| 6" | 1 | 7.5 | 0.75 |  | 5.625
| 3" | 2 | 7.5 | 0.75 |  | 11.25
| 2" | 1 | 7.5 | 0.75 |  | 5.625
| 9" | 1 | 7.5 | 1 |  | 7.5
| 4" | 3 | 7.5 | 0.75 |  | 16.875
| 2" | 1 | 7.5 | 0.75 |  | 5.625
| 2" | 5 | 7.5 | 0.75 |  | 28.125
| 4" | 3 | 7.5 | 0.75 |  | 16.875
| 8" | 1 | 7.5 | 1 |  | 7.5
| 3" | 1 | 7.5 | 0.75 |  | 5.625
| 5" | 2 | 7.5 | 0.75 |  | 11.25
| 4" | 1 | 7.5 | 0.75 |  | 5.625
| 5" | 1 | 7.5 | 0.75 |  | 5.625
| 3" | 1 | 7.5 | 0.75 |  | 5.625
| 2" | 1 | 7.83 | 0.75 |  | 5.8725
| 2" | 1 | 7.83 | 0.75 |  | 5.8725
| telephone 1 | 1 | 14 | 2.5 |  | 35
| telephone 2 | 1 | 13.08 | 2.5 |  | 32.7
| board room table | 1 | 5.42 | 16.75 |  | 90.785
|  | 2 | 0.75 | 16.75 |  | 25.125
|  | 2 | 0.75 | 5.42 |  | 8.13
| board room tabl base | 2 | 14.25 | 1.58 |  | 45.03
|  | 2 | 2.92 | 1.58 |  | 9.2272
| unit | 2 | 1.17 | 2.33 |  | 5.4522
| md toilet mirror paneling | 1 | 4.75 | 7.67 |  | 36.4325
| ply of mirror panelling in toilets | 1 | 10 | 4 |  | 40
|  | 1 | 11.75 | 3.75 |  | 44.0625
|  | 1 | 3.33 | 5.83 |  | 19.4139
|  | 1 | 7 | 2.83 |  | 19.81 | 1043.2608 | Sqft
d | 12 mm ply over profile frame work (Fins | [6 empty] | Sft
e | 18 mm ply | [6 empty] | Sft
f | Curve paneling @ reception | [6 empty] | Sft
4.2a | cement sheet/basin panel
cement sheet/basin panel fixed to existing framework with flat
Edges to be tightly screwed to aluminium framework at 300 mm
a | 12 mm | [6 empty] | Sft
b | 18 mm | [6 empty] | Sft
4.3 | Veneer Finished over Plywood - White Oak veneer Basic cost of veneer 150 S.ft.
4 mm thk. Veneer. At least 0.5 mm paper veneer thk. Required.
Stained & open grained Italian Pu polished as per approved
Fix on plywood with fevicol or eqivevalent adhesive
Remove the nail with 4 mm thk. ply support once the glue ge
a | Veneer Skin -Reception and MD cabin
| md room door side md cabin | 4 | 1.5 | 8 |  | 48
| tv unit | 2 | 3.17 | 7.75 |  | 49.135
|  | 1 | 7.83 | 7.75 |  | 60.6825
|  | 2 | 4.08 | 0.75 |  | 6.12
|  | 1 | 3 | 0.75 |  | 2.25
| meeting md area room | 4 | 1 | 8 |  | 32
| tv unit | 4 | 8.25 | 0.75 |  | 24.75
|  | 2 | 8.25 | 0.75 |  | 12.375
|  | 1 | 0.75 | 6.33 |  | 4.7475
|  | 1 | 6.33 | 0.75 |  | 4.7475
| workstation | 1 | 8 | 3.42 |  | 27.36
| md toilet door side | 2 | 3 | 8 |  | 48
| passage door side | 2 | 1.58 | 7.75 |  | 24.49
|  | 1 | 1 | 8 |  | 8
|  | 1 | 0.75 | 8 |  | 6
| md meeting | 1 | 1.33 | 8 |  | 10.64
|  | 2 | 1.5 | 8 |  | 24
| receiption area | 4 | 4 | 8 |  | 128
|  | 2 | 0.75 | 8 |  | 12
|  | 2 | 0.75 | 10 |  | 15
| door | 2 | 3 | 8 |  | 48
| passage door side | 2 | 1 | 8 |  | 16
| board room outside | 1 | 3.33 | 8 |  | 26.64
|  | 1 | 1 | 8 |  | 8
| board room inside | 1 | 1 | 8 |  | 8
|  | 1 | 3.33 | 8 |  | 26.64
| tv unit back | 1 | 8 | 8 |  | 64
|  | 2 | 0.75 | 8 |  | 12
|  | 2 | 0.75 | 8 |  | 12
|  | 1 | 0.75 | 8 |  | 6
| board room ceiling | 2 | 2 | 27.83 |  | 111.32
| vivnata outside | 1 | 2 | 8 |  | 16
|  | 4 | 1 | 8 |  | 32
|  | 4 | 2.33 | 7.83 |  | 72.9756
| board room table | 1 | 5.42 | 16.75 |  | 90.785
|  | 2 | 0.75 | 16.75 |  | 25.125
|  | 2 | 0.75 | 5.42 |  | 8.13
| board room tabl base | 2 | 14.25 | 1.58 |  | 45.03
|  | 2 | 2.92 | 1.58 |  | 9.2272
| unit | 2 | 1.17 | 2.33 |  | 5.4522 | 1191.6225 | Sqft
4.4 | Laminate Finished over Plywood
1mm thick approved laminate to be used
Low height parti
| nirmal side | 18 | 10.4167 | 4 |  | 750
|  | 52 | 5 | 4 |  | 1040
| MD area | 10 | 5 | 4 |  | 200
|  | 4 | 10.5833 | 4 |  | 169.3333
| board room area | 24 | 5 | 4 |  | 480
|  | 8 | 10.4167 | 4 |  | 333.3333
|  | 2 | 6.8333 | 4 |  | 54.6667
| air india side | 38 | 5 | 4 |  | 760
|  | 12 | 10.4167 | 4 |  | 500
| less:- rib glass | -118 | 4.5 | 1.08 |  | -573.48
| less:- rib glass | -8 | 4.92 | 1.08 |  | -42.5088
| large cabin out side | 2 | 1 | 7.92 |  | 15.84
| inside | 1 | 0.75 | 7.92 |  | 5.94
| inside | 1 | 1 | 7.92 |  | 7.92
| large cabin out side | 2 | 1 | 7.92 |  | 15.84
| inside | 1 | 0.75 | 7.92 |  | 5.94
| inside | 1 | 1 | 7.92 |  | 7.92
| outside | 1 | 8 | 7.92 |  | 63.36
| compator out side | 1 | 1 | 7.92 |  | 7.92
| smalll cabin | 1 | 1 | 7.92 |  | 7.92
| smalll cabin | 2 | 1 | 7.92 |  | 15.84
| large cabin | 1 | 1 | 7.92 |  | 7.92
| large cabin | 2 | 1 | 7.92 |  | 15.84
| large passage area | 1 | 1 | 7.92 |  | 7.92
| door passage area cill | 1 | 1 | 7.92 |  | 7.92
|  | 1 | 1 | 7.92 |  | 7.92
| dinning area | 1 | 13 | 17.83 |  | 231.79
| pantry side | 1 | 2.5 | 7.83 |  | 19.575
| wall side | 1 | 9.25 | 7.83 |  | 72.4275
| mirror side | 1 | 5.5 | 7.5 |  | 41.25
| door side | 1 | 7.5 | 1 |  | 7.5
| tv unit side door right | 1 | 8.75 | 7.5 |  | 65.625
| tv unit side | 1 | 6.83 | 7.83 |  | 53.4789
| door side | 1 | 1.17 | 7.83 |  | 9.1611
| 12mm thk+laminate over laminate 2" | 1 | 7.83 | 0.75 |  | 5.8725
| 2" | 4 | 7.5 | 0.75 |  | 22.5
| 5" | 1 | 7.5 | 0.75 |  | 5.625
| 4" | 2 | 7.5 | 0.75 |  | 11.25
| 3" | 2 | 7.5 | 0.75 |  | 11.25
| 6" | 1 | 7.5 | 0.75 |  | 5.625
| 3" | 2 | 7.5 | 0.75 |  | 11.25
| 2" | 1 | 7.5 | 0.75 |  | 5.625
| 9" | 1 | 7.5 | 1 |  | 7.5
| 4" | 3 | 7.5 | 0.75 |  | 16.875
| 2" | 1 | 7.5 | 0.75 |  | 5.625
| 2" | 5 | 7.5 | 0.75 |  | 28.125
| 4" | 3 | 7.5 | 0.75 |  | 16.875
| 8" | 1 | 7.5 | 1 |  | 7.5
| 3" | 1 | 7.5 | 0.75 |  | 5.625
| 5" | 2 | 7.5 | 0.75 |  | 11.25
| 4" | 1 | 7.5 | 0.75 |  | 5.625
| 5" | 1 | 7.5 | 0.75 |  | 5.625
| 3" | 1 | 7.5 | 0.75 |  | 5.625
| 2" | 1 | 7.83 | 0.75 |  | 5.8725
| 2" | 1 | 7.83 | 0.75 |  | 5.8725
| community area passage | 1 | 1.83 | 7.83 |  | 14.3289
|  | 1 | 1 | 7.83 |  | 7.83
| 4" | 1 | 0.75 | 7.83 |  | 5.8725
| 4" | 1 | 0.75 | 7.83 |  | 5.8725
| 3" | 1 | 0.75 | 7.83 |  | 5.8725
| 9" | 1 | 1 | 8.08 |  | 8.08
| 7" | 1 | 1 | 7.83 |  | 7.83
| 4" | 1 | 0.75 | 2.75 |  | 2.0625
| 9" | 1 | 1 | 8.08 |  | 8.08
| wellness zone outside | 1 | 1.42 | 7.83 |  | 11.1186
| server outside 5" | 3 | 0.75 | 7.83 |  | 17.6175
| telephone passage | 1 | 2.17 | 7.83 |  | 16.9911
| 4" | 2 | 0.75 | 7.83 |  | 11.745
| telephone 1 | 1 | 14 | 2.5 |  | 35
| telephone 2 | 1 | 13.08 | 2.5 |  | 32.7
| large cabin out side | 3 | 1 | 7.83 |  | 23.49
| large cabin inside | 1 | 1 | 7.83 |  | 7.83
| 6" | 1 | 0.75 | 7.83 |  | 5.8725
| smalll cabin | 1 | 1 | 7.83 |  | 7.83
| compactor outside 5" | 3 | 0.75 | 7.83 |  | 17.6175
| compactor outside | 1 | 3.5 | 7.83 |  | 27.405
| compactor inside outside 5" | 5 | 0.75 | 7.83 |  | 29.3625
| compactor door 3" | 1 | 0.75 | 7.83 |  | 5.8725
| large cabin + small cabin outside | 3 | 1 | 7.83 |  | 23.49
| 4" | 1 | 0.75 | 7.83 |  | 5.8725
| 11" | 2 | 1 | 7.83 |  | 15.66
| 8" | 1 | 0.75 | 7.83 |  | 5.8725
| passage | 3 | 1 | 7.83 |  | 23.49 | 4971.7706 | Sqft
4.5 | Back painted glass finished over plywood
a | Magnetic Writing board / 6 mm thick Color Glass
| workstiton | 61 | 1.8525 | 1.0361 |  | 117.0754
| boardroom & md meeting room | 1 | 2.4623 | 7.7869 |  | 19.1736
|  | 1 | 2.4918 | 7.7869 |  | 19.4034
|  | 1 | 2.5967 | 7.7869 |  | 20.2204
|  | 1 | 2.3475 | 7.7869 |  | 18.28 | 194.1528 | Sqft
b | Soft board fabric
| workstiton | 60 | 1.08 | 3.17 |  | 205.416
|  | 4 | 3.08 | 4.92 |  | 60.6144
| small cabin | 7 | 2.75 | 6.25 |  | 120.3125 | 386.3429 | Sqft
4.6 | Fabric paneling over plywood
Including foam upto 1" thickness
Include base ply
(Basic cost of Fabric at Rs.500/ rmt)
| meeting room | 1 | 8.17 | 10 |  | 81.7
| board room | 1 | 8.17 | 13 |  | 106.21
| board room ceiling | 1 | 4.83 | 27.67 |  | 133.6461
| vivanta room | 2 | 8.17 | 8.5 |  | 138.89
| less:- tv unit | -1 | 3.58 | 4.25 |  | -15.215
| PDR 1 | 1 | 13.33 | 8.17 |  | 108.9061
| less:- tv unit | -1 | 2.75 | 4.5 |  | -12.375
| PDR 2 | 1 | 10.42 | 8.17 |  | 85.1314
| less:- tv unit | -1 | 2.75 | 4.5 |  | -12.375
| less:- ceiling | -2 | 2.5 | 0.42 |  | -2.1
| telephone 1 | 1 | 14 | 5.25 |  | 73.5
| telephone 2 | 1 | 13.08 | 5.25 |  | 68.67 | 754.5886 | Sqft
4.7 | Wallpaper for MD cabin partition
(Rs.200/- sft incl installation
| md cabin | 1 | 13 | 7.75 |  | 100.75
| column 1 window | 1 | 7.67 | 1.25 |  | 9.5875
| column 1 window | 1 | 2.58 | 7.75 |  | 19.995
| md toilet wall | 1 | 7.83 | 7.75 |  | 60.6825
| reception area window | 2 | 10 | 7.75 |  | 155
| coffee unit wall | 1 | 9.33 | 7.75 |  | 72.3075
| ent wall | 1 | 4.33 | 7.75 |  | 33.5575
| opp coffee unit | 1 | 10.17 | 7.75 |  | 78.8175
| PDR 2 | 1 | 7.67 | 7.75 |  | 59.4425 | 590.14 | Sqft
4.8 | Metal fixing over Plywood
at least 1.5mm thick metal of approved finished to be used
Metal to be stuck over plywood with appropriate adhesive
a | 50mm Ht - Brush steel finish metal skirting
| board room | 1 | 8 |  |  | 8
| tv unit | 2 | 2.5 |  |  | 5
| vivanta room | 2 | 13 |  |  | 26
| large room tv side | 1 | 15.25 |  |  | 15.25
| unit side | 1 | 10.83 |  |  | 10.83
| small cabin + unit | 2 | 11.5 |  |  | 23
| small cabin + unit | 2 | 11.5 |  |  | 23
| small cabin + unit | 2 | 11.5 |  |  | 23
| workstation | 2 | 11.5 |  |  | 23
| workstation AHU side wall | 1 | 29.33 |  |  | 29.33
| AHU room | 1 | 4.25 |  |  | 4.25
|  | 1 | 2.67 |  |  | 2.67
|  | 1 | 5.17 |  |  | 5.17
| db wall | 1 | 15 |  |  | 15
| toilet wall | 1 | 20 |  |  | 20
| workstation | 1 | 19.25 |  |  | 19.25
| small cabin + unit | 1 | 11 |  |  | 11
| small cabin + unit | 1 | 11.5 |  |  | 11.5
| large cabon unit side | 1 | 11 |  |  | 11
| large cabin tv unit side | 1 | 14.5 |  |  | 14.5
| PDR 1 tv unit | 1 | 13.25 |  |  | 13.25
| PDR 2 wallpaper side | 1 | 7.58 |  |  | 7.58
| PDR 2 tv unit | 1 | 10.25 |  |  | 10.25
| community room | 1 | 7.58 |  |  | 7.58
| opposite side | 1 | 6.17 |  |  | 6.17
| passage area door | 1 | 8 |  |  | 8
| door passage | 1 | 4.25 |  |  | 4.25
| PDR outside | 1 | 10.25 |  |  | 10.25
| serivce outside | 1 | 14 |  |  | 14
| telephone opp | 1 | 16.17 |  |  | 16.17
| launge outside | 1 | 3.42 |  |  | 3.42
| large cabin tv side | 1 | 14.83 |  |  | 14.83
| large cabin unit side | 1 | 11.17 |  |  | 11.17
| small cabin + unit | 2 | 11.67 |  |  | 23.34
| community room outside | 1 | 11.5 |  |  | 11.5
| workstation area | 1 | 11.25 |  |  | 11.25
|  | 2 | 19.5 |  |  | 39
| large cabin outside | 1 | 15.25 |  |  | 15.25
| md outside passage | 1 | 4.42 |  |  | 4.42
| md outside passage | 1 | 8 |  |  | 8
| small cabin + unit | 2 | 11.67 |  |  | 23.34
| large cabin tv side | 1 | 16.33 |  |  | 16.33
| large cabin unit side | 2 | 11.17 |  |  | 22.34
| men's toilet passage | 1 | 6.42 |  |  | 6.42
|  | 1 | 2.42 |  |  | 2.42
|  | 2 | 0.5 |  |  | 1
| women's toilet passage | 1 | 8 |  |  | 8
|  | 1 | 2.33 |  |  | 2.33
|  | 2 | 0.5 |  |  | 1
| workstation md toilet outside | 1 | 4.83 |  |  | 4.83
|  | 1 | 8 |  |  | 8
| Storage Full ht. - Laminate faced | 1 | 21.9672 |  |  | 21.9672
| Storage Half ht. - Laminated faced |  |  |  |  | 0
| md area | 2 | 5.1803 |  |  | 10.3607
| air india side | 2 | 9.541 |  |  | 19.082
|  | 1 | 12 |  |  | 12
| nirmal side | 3 | 4.918 |  |  | 14.7541
|  | 2 | 9.541 |  |  | 19.082
| telephone booth passage | 1 | 9.541 |  |  | 9.541
| nirmal side | 2 | 4.918 |  |  | 9.8361
|  | 2 | 9.541 |  |  | 19.082
| md area | 1 | 8.3607 |  |  | 8.3607
|  | 1 | 3.42 |  |  | 3.42
| air india side | 2 | 9.541 |  |  | 19.082
|  | 1 | 4.918 |  |  | 4.918
| board room area | 2 | 4.918 |  |  | 9.8361
|  | 1 | 4 |  |  | 4
|  | 1 | 3.6393 |  |  | 3.6393
|  | 1 | 9.541 |  |  | 9.541
| veneer finish full height storeage | 1 | 11 |  |  | 11
| workstation side | 61 | 5 |  |  | 305 | 1150.942 | Rft
b | 12mm X 60mm SS cap trims in SS finish for TV Panels. | [6 empty] | Rft
4.9 | Feature Box Pillars
*
a | Pedestal for JR | [6 empty] | Nos
b | Corian finish Planter Box Above storage | [5 empty] | 30 | Nos
4.1 | Toughened Glass partition with ALUMN. Profil
10mm thick toughened glass, Aluminum channel embedded in flooring and top in bulkhead / ceiling / partition
| small cabin | 7 | 5.67 | 7.92 |  | 314.3448 |  |  |  |  | 1729.35 | 2415.6 | 7.9344
| telephone 1 & 2 | 2 | 3 | 7.92 |  | 47.52 | 361.8648 | Sqft
DGU partition ALUMN. Profile
| PDR 1 | 1 | 6.58 | 7.92 |  | 52.1136
| PDR 2 | 1 | 7.67 | 7.92 |  | 60.7464
| vivanta | 1 | 7.67 | 7.92 |  | 60.7464
| board room | 1 | 19.5 | 7.92 |  | 154.44
| MD meeting room | 1 | 13.83 | 7.92 |  | 109.5336 | 437.58 | Sqft
Switch glass film
| board room | 1 | 19.5 | 7.92 |  | 154.44
| MD meeting room | 1 | 13.83 | 7.92 |  | 109.5336 | 263.9736 | Sqft
| transformer for whitch glass film | [5 empty] | 4 | Nos
| 11 MM THICK Fire rated Fix glass partition | 1 | 9.83 | 7.92 |  |  | 77.8536 | Sqft
| 11 MM THICK Fire rated Fix glass partition | [6 empty] | Sft
4.11 | Ceiling Rafters | [6 empty] | Sft
25mm X 50mm sections
Gap of 4" btwn rafters
To be finished in Veneer look alike as approved finishin
4.12 | Access Panels | [5 empty] | 10 | Nos
P/f Access Panel Trap Doors with not more than 1/16" shadow/gap on finished surfaces. Hardware free finish, opens with concealed touch-latches. Aluminum extrusion with gypsum board installed. With metal trims. These Doors
a | Size : 450mm x 450 mm
4.13 | DOORS:
4.13.1 | Toughened Glass Doors
10 mm thk. Clear toughened glass door with floor spring, Top / Bottom & locks of "ENOX" make or equivalent.
a | Size : 750mm wide x 2350mm high (telephone booth | [5 empty] | 2 | Nos
b | Size : 900mm wide x 2350mm high Sliding doo | [6 empty] | Nos
c | Size : 1100mm wide x 2350mm high Fire rated glass doo | [6 empty] | Nos
4.13.2 | Laminate Finished Doors
Anchor make flush doors
Both side approved laminate finished block board fixed on hinges.
Hardware - TS 68 door closer with Pelmet type arm
Door hinge 551 BB, 4" x 3" x 3 mm class 8
Approved make S.S. handle with dead lock
a | Size: 900mm x 2400mm ht. without door frame | [5 empty] | 17 | Nos
b | Size: 900mm x 2400mm ht. with door frame | [5 empty] | 2 | Nos
c | Size: 900mm x 2400mm ht. fire rated solid door | [5 empty] | 3 | Nos
d | Size: 750mm x 2400mm ht. | [5 empty] | 6 | Nos
4.13.3 | Veneer finish Doors
Anchor make 35 mm thk. flush doors
Both side approved veneer with polishing finished block board fixed on hinges.
Hardware - Door closer
Door hinge 551 BB, 4" x 3" x 3 mm class 8
Approved make S.S. handle with dead lock
a | Size: 1000mm x 2400mm ht.
| md cabin |  |  |  |  | 1
| md meeting room |  |  |  |  | 1
| reception to md area |  |  |  |  | 1
| reception to boardroom |  |  |  |  | 1
| boardroom |  |  |  |  | 1
| vivanta |  |  |  |  | 1
| md area to passage |  |  |  |  | 1 | 7 | Nos
b | Size: 800mm x 2400mm ht.
| md toilet | [5 empty] | 2 | Nos
4.13.4 | Existing Fire exit Door- Repainting and Repai | [5 empty] | 6 | nos
4.13.5 | Trap Doors.
For A.C. indoor unit / other service areas
| air india side | 1 | 7 | 6.25 |  | 43.75
| nirmal side | 1 | 7 | 6.25 |  | 43.75
| store room | 1 | 5.83 | 12.83 |  | 74.7989 | 162.2989 | Sqft
4.14 | Shutter for service shaft | [6 empty] | Nos
Size : 600 X 900mm HIGH
Aluminum framed glass shutter in approved shade of powde
4.15 | wooden skirting
| md cabin storage wall | 1 | 27.75 |  |  | 27.75
| md cabin wall paper wall | 1 | 11.17 |  |  | 11.17
| column | 2 | 2 |  |  | 4
|  | 1 | 1.58 |  |  | 1.58
|  | 1 | 2 |  |  | 2
| md meeting room | 2 | 10 |  |  | 20
| reception area | 1 | 10 |  |  | 10
| wallpaper art work side | 2 | 9.5 |  |  | 19
| maindoor side | 1 | 4.33 |  |  | 4.33
| dinning area | 1 | 30 |  |  | 30
|  | 1 | 13 |  |  | 13
|  | 1 | 7 |  |  | 7
|  | 1 | 9.5 |  |  | 9.5
| coffee machine side | 1 | 7.25 |  |  | 7.25 | 166.58 | Rft
TOTAL – IV
V | STORAGES
5.1 | Storage Full ht. - Laminate faced
a | 400mm deep
| air india side | 1 | 6.33 | 7.67 |  | 48.5511 |  |  |  |  | 76 | 6.3333
| nirmal side | 1 | 6.33 | 7.67 |  | 48.5511
| board room | 1 | 7.5 | 2.75 |  | 20.625 | 117.7272 | Sqft
b | 600mm deep | 1 | 21.9672 | 7.8689 |  |  | 172.8568 | Sqft
5.2 | Storage Half ht. - Laminated faced
a | 410mm deep
| md area | 2 | 5.1803 | 2.5 |  | 25.9016
| air india side | 2 | 9.541 | 2.5 |  | 47.7049
430mm deep
| mens toilet | 1 | 4.7541 | 6 |  | 28.5246
| nirmal side | 3 | 4.918 | 2.5 |  | 36.8852
|  | 2 | 9.541 | 2.5 |  | 47.7049
| telephone booth passage | 1 | 9.541 | 2.5 |  | 23.8525
470mm/480mm/490mm deep
| nirmal side | 2 | 4.918 | 2.5 |  | 24.5902
|  | 2 | 9.541 | 2.5 |  | 47.7049
| md area | 1 | 8.3607 | 2.5 |  | 20.9016
|  | 1 | 3.42 | 2.5 |  | 8.55
| air india side | 2 | 9.541 | 2.5 |  | 47.7049 | 360.0254 | Sqft
b | 690mm deeep
| board room area | 2 | 4.918 | 2.5 |  | 24.5902
|  | 1 | 4 | 2.5 |  | 10
|  | 1 | 3.6393 | 2.5 |  | 9.0984
|  | 1 | 9.541 | 2.5 |  | 23.8525 | 67.541 | Sqft
5.3 | Over Head Storage - Laminate faced
1'-4" deep x 3'-0" ht.
General specification same as 5.1
| store room in air india side | 1 | 4 | 2.75 |  | 11
|  | 1 | 4.6667 | 2.75 |  | 12.8333 | 23.8333 | Sqft
5.4 | Janitor Cabinet | [6 empty] | sft
Shutter 19 mm thk. semi solid core faced with 1.0 mm laminate on the exterior
6" ht. Aluminum grill as per design
Internally finished in 8'' x 8'' approved white glazed tile
Shutter to be finished with 1 mm thk laminate from inside matching to approved laminate installed outsid
5.5 | Electrical Cabinet | [5 empty] | 150 | sft
Shutter 19 mm thk. semi solid core faced with 1.0 mm laminate on the exterior and Bison Board internall
| air india side | 1 | 3.17 | 7.67 |  | 24.3139 |  |  |  |  | 114 | 38
| nirmal side | 1 | 3.17 | 7.67 |  | 24.3139 | 48.6278 | Sqft
TOTAL - V
VI | COUNTERS, DESKS AND LOOSE FURNITURES.
Drawer boxes made as per specification
All hardware from Hafle / Hettich / Blum, as per Architect's instructions.
S.S. finish handles as per approved sample
Brass big body ' Vijayan ' dead lock with S.S. flange plate
Key board tray included
6.1 | Reception Table | [6 empty] | nos
6.2 | Cubicle ( New )
| air India side |  |  |  |  | 19
| board room area |  |  |  |  | 12
| md area |  |  |  |  | 4
| mafatlal side |  |  |  |  | 26 | 61 | nos.
| Existing Cubicle re-use and refurbished from 6th floor for 9th floor | [6 empty] | nos.
6.3 | PDR Table & PDR Console Refurbishment ( existing ) | [6 empty] | nos
6.4 | Ledge for telephone booth Including Chair | [6 empty] | nos
6.5 | New meeting table for 10 th floor MD area - 9 seater | [6 empty] | nos
6.6 | Meeting Room Tables Including console ( Refurbishment of existing tables from 6th & 9th floor ) | [6 empty] | nos.
6.7 | Meeting table
a | Existing Board room Table remove and re-install ( existing table to be used from 9th floor ) | [6 empty] | nos
b | 3'-3" Dia Table ( 6th floor existing table reused) | [6 empty] | nos
c | 3'-3" Dia Corian finish Table ( 6th floor existing table reused for 9 th floor new meeting room) | [6 empty] | nos
6.8 | ED table set with Back console reused existing from 6th floor | [6 empty] | nos
| ED table set with Back console ( New ) | [6 empty] | nos
6.9 | SMALL CABIN DESKS ( existing table to b used from 6th floor ) | [6 empty] | nos
| SMALL CABIN DESK ( New ) | [6 empty] | nos
| Small Cabin Wall Unit with Planter ledge ( New | [6 empty] | nos
6.1 | Desk Wire manger Box in laminate finish | [6 empty] | nos.
6.11 | Receptionist Console ( reuse from 6th floor ) | [6 empty] | nos.
6.12 | Reception Waiting Lounge Arm chair - reused with reupholstry | [6 empty] | nos.
| Reception Waiting Lounge Arm chair ( New) | [6 empty] | nos.
| 3 Seater sofa - reused with reupholstry | [6 empty] | nos.
6.13 | Waiting Area side tables ( New ) | [6 empty] | nos.
| Waiting Area side tables ( existing ) | [6 empty] | nos.
| Waiting Area Center tables ( existing ) | [6 empty] | nos.
| Waiting Area Center tables ( New ) | [6 empty] | nos.
6.14 | Meeting Room - visitors chair - reused with reupholstry | [6 empty] | nos.
| MD Area -Meeting Room - visitors chair- reused with reupholstry | [6 empty] | nos.
| Md Area meeting room Main chair ( New ) | [6 empty] | nos.
| Small cabin visitors chair - reused with reupholstr | [6 empty] | nos.
| Small cabin visitors chair - ( NEW | [6 empty] | nos.
6.15 | Staff chairs - reused with reupholstry | [6 empty] | nos.
6.16 | Board room chairs - reused with reupholstry | [6 empty] | nos.
6.17 | Small cabins desk chair ( new ) | [6 empty] | nos.
| Small cabins desk chair - reused with reupholstry | [6 empty] | nos.
6.18 | ED Cabin chair ( New ) | [6 empty] | nos.
| ED Cabin chair - reused with reupholstry | [6 empty] | nos.
6.19 | ED Cabin visitors chair ( New ) | [6 empty] | nos.
| ED Cabin visitors chair - reused with reupholstry | [6 empty] | nos.
6.2 | 3 Seater sofa | [6 empty] | nos.
6.21 | Single Armchair | [6 empty] | nos.
6.22 | Dining area tables - reused | [6 empty] | nos.
6.23 | Dining area high tables - reused | [6 empty] | nos.
6.24 | Dining area chairs - reused with reupholstry | [6 empty] | nos.
| Dining area chairs ( NEW ) | [6 empty] | nos.
6.25 | Dining area bench | [6 empty] | nos.
6.26 | Dining area stools reused with reupholstry | [6 empty] | nos.
99.7188
6.27 | 50mm thick Corian Panel overlaps on cubicles
a | 2000 x 200 x 750ht | [6 empty] | nos
b | 1000 x 200 x 750ht | [6 empty] | nos
6.28 | MD table ( New) | [6 empty] | nos
6.29 | MD Wall unit ( New ) | [6 empty] | nos
6.3 | MD Cabin desk chair ( existing ) | [6 empty] | nos
6.31 | MD Cabin Visitor chair -reused with reupholstry | [6 empty] | nos
6.32 | MD 3 Seater sofa - reused with reupholstry | [6 empty] | nos
6.33 | MD center and side table ( Existing ) | [6 empty] | nos
6.34 | 9th floor Reused ext. Wall unit for MD meeting and Board room | [6 empty] | nos
6.35 | Reused ext. Wall unit for ED cabin with new SS base from 6th floor | [5 empty] | 4 | nos
TOTAL - VI
VII | PAINTING
7.1 | Internal Walls | [6 empty] | sft
Luster (Asian / Nerolac ) in 3 finishing coats
7.2 | Ceilings | [6 empty] | sft
Acrylic emulsion (Asian / Nerolac) in 3 finishing Coat
7.3 | Highlight / Texture paint | [6 empty] | sft
7.4 | Surface Preparation for wall pape | [6 empty] | sft
TOTAL - VII
VIII | MISCELLANEOUS
8.1 | Pest Control | [6 empty] | sft
For termite and rodent and wood-borers treatment
8.2 | Wood Venetian Blinds ( New )
| md cabin window | 5 | 3.58 | 7.75 |  | 138.725
| window side | 7 | 4 | 7.75 |  | 217
| PDR 1 Ginger | 2 | 3.75 | 7.92 |  | 59.4
| PDR 2 selection | 2 | 3.75 | 7.92 |  | 59.4
| dinning area | 7 | 3.67 | 7.75 |  | 199.0975 | 673.6225 | Sqft
Roller Blinds (Existing )
| vivanta room | 3 | 3.92 | 7.75 |  | 91.14
| large cabin air india side | 3 | 4 | 7.75 |  | 93
| " | 5 | 3.58 | 7.75 |  | 138.725
| small cabin 1 | 3 | 3.58 | 7.75 |  | 83.235
| small cabin 2 | 2 | 3.58 | 7.75 |  | 55.49
| small cabin 3 | 3 | 3.58 | 7.75 |  | 83.235
| workstation open area | 6 | 3.58 | 7.75 |  | 166.47
| " | 1 | 4 | 7.75 |  | 31
| small cabin 4 | 1 | 3.17 | 7.75 |  | 24.5675
| " | 1 | 3 | 7.75 |  | 23.25
| small cabin 5 | 3 | 3.58 | 7.75 |  | 83.235
| large cabin | 1 | 3.33 | 7.75 |  | 25.8075
| " | 4 | 3.58 | 7.75 |  | 110.98
| " | 3 | 4 | 7.75 |  | 93
| PDR 1 Ginger | 4 | 4 | 7.75 |  | 124
| PDR 2 selection | 3 | 3.92 | 7.75 |  | 91.14
| community room | 3 | 3.92 | 7.75 |  | 91.14
| wellness zone | 4 | 3.83 | 7.75 |  | 118.73
| large cabin | 3 | 3.92 | 7.75 |  | 91.14
| " | 1 | 3.67 | 7.75 |  | 28.4425
| " | 4 | 3.58 | 7.75 |  | 110.98
| small cabin 6 | 3 | 3.58 | 7.75 |  | 83.235
| workstation open area | 9 | 3.58 | 7.75 |  | 249.705
| small cabin 7 | 3 | 3.58 | 7.75 |  | 83.235
| large cabin | 5 | 3.58 | 7.75 |  | 138.725 | 2313.6075 | Sqft
8.3 | Frosted film on glass Garware or equivalent. | [6 empty] | sft
8.4 | Wallpaper - basic rate including transport and installation : 150/- | [5 empty] | 102 | sft
8.5 | Signages
8.6 | Carpet - basic rate including transport and installation : 130/- | [5 empty] | 7100 | sft
| air india + board room | 1 | 77.33 | 28.33 |  | 2190.7589
| less:- | -1 | 12.17 | 17.83 |  | -216.9911
|  | 1 | 6.17 | 4.42 |  | 27.2714
| less:- | -1 | 10.92 | 5.17 |  | -56.4564
|  | 1 | 17.17 | 24.2459 |  | 416.3021
| md area | 1 | 30.82 | 48.58 |  | 1497.2356
| less:- | -1 | 7.17 | 14.5 |  | -103.965
| nirmal side & other | 1 | 73.82 | 28.33 |  | 2091.3206
| less:- | -1 | 15.33 | 11.5 |  | -176.295
| less:- | -1 | 7.67 | 11.2459 |  | -86.2561
|  | 1 | 19 | 23.57 |  | 447.83
| less:- | -1 | 11.82 | 10.17 |  | -120.2094
| less:- | -1 | 9.82 | 11.5 |  | -112.93 | 5797.6157 | Sqft
8.6a | Carpet - basic rate including transport and installation :
| boardroom | 1 | 13.5 | 28 |  | 378
| less:- | -1 | 1.6721 | 1.5 |  | -2.5082 | 375.4918 | Sqft
8.6b | Carpet - basic rate including transport and installation :
| vivanta | 1 | 13.5 | 12.5 |  |  | 168.75 | Sqft
8.7 | Engineered Wooden Flooring - basic rate incl transport and inst 400/- at site
| md cabin | 1 | 28 | 17.75 |  | 497
| large cabin | 1 | 19.25 | 11.42 |  | 219.835
| large cabin | 1 | 19.33 | 11.42 |  | 220.7486
| PDR 1 | 1 | 17.67 | 13.33 |  | 235.5411
| dinning area | 1 | 30.17 | 34.67 |  | 1045.9939
| PDR 2 | 1 | 10.42 | 13 |  | 135.46
| large cabin | 1 | 11.75 | 19.25 |  | 226.1875
| large cabin | 1 | 20.83 | 11.75 |  | 244.7525
| wastage on site |  |  |  |  | 325.481 | 3150.9996 | Sqft
8.8 | False floor for Server room | 1 | 24 | 12 |  | 288
| less:- | -1 | 2 | 4 |  | -8
| less:- | -1 | 4.08 | 3.17 |  | -12.9336 | 267.0664 | Sqft
8.9 | Rib Glass Partition
|  | 59 | 4.5 | 1.08 |  | 286.74
|  | 4 | 5.082 | 1.08 |  | 21.9541
|  | 4 | 4.92 | 1.08 |  | 21.2544 | 329.9485 | sft
8.1 | Corian Trim 12 mm thick
| nirmal side | 9 | 10.4167 |  |  | 93.75
|  | 26 | 3.9167 |  |  | 101.8333
|  | 26 | 5 |  |  | 130
|  | 2 | 3.25 |  |  | 6.5
| MD area | 5 | 5 |  |  | 25
|  | 5 | 4.0833 |  |  | 20.4167
|  | 2 | 10.5833 |  |  | 21.1667
| board room area | 12 | 4.0833 |  |  | 49
|  | 12 | 5 |  |  | 60
|  | 4 | 10.4167 |  |  | 41.6667
|  | 1 | 6.8333 |  |  | 6.8333
| air india side | 19 | 4.0833 |  |  | 77.5833
|  | 19 | 5 |  |  | 95
|  | 6 | 10.4167 |  |  | 62.5
|  | 2 | 3.25 |  |  | 6.5 | 797.75 | rft
8.11 | Attendance For Mepf Related work
8.12 | Dining Service counter Reused from 6th floor | [6 empty] | PS
8.12a | Providing & fixin new corion on shelves | 5 | 8 | 2.5 |  |  | 100 | Sqft
8.13 | Existing Compactor reused from 6th floor | [6 empty] | PS
8.14 | Rock wool for Partition- 50 mm thick | [6 empty] | sft
8.15 | MLV for MD area partition
8.15a | Acoustix Insulation pad of 50mm Thick in partation grid.
8.16 | Decorative Urinal Divider in Metal & veneer | [5 empty] | 3 | nos
8.17 | Protection film on Glass window | [6 empty] | sqft
8.18 | MD cabin champion Leafiing & silver leafing work
8.19 | Curtain work
8.2 | Deep cleaning charges
| marble flooring |  |  |  |  | #REF!
| tiles flooring |  |  |  |  | #REF!
| kota flooring |  |  |  |  | #REF!
| window jamb |  |  |  |  | #REF!
| Self levelling compound. |  |  |  |  | #REF! | #REF! | sqft
8.21 | Jaipur rug carpet (2 carpet)
8.22 | Proficing & fixing acp sheet for lift