## Eco Model Region Rt-Capex Sheet (hidden)
NEW STORE CAPEX ESTIMATION
STORE NAME |  | R1 - Abbigere, Bengaluru, Karnataka | 2024-07-17 | [9 empty] | In Case Of DPI Pending
ROI Capex | [12 empty] | Nearest DPI |  |  |  | Nearest Plant
CARPET AREA |  | 1055
S.N. | Capex Head | Capex Item Description | Category | Last Year Avg Spend - 1173 sq.Ft | Code | Qty | L1 Rate | L2 Rate | L3 Rate | L4 Rate | L5 Rate | L6 Rate | L7 Rate | Avg Rate | Tax Rate | Freight | Total Amount as per Average Rate | Old Capex Sheet Rate | Variance | Remarks | South Capex | REGIONAL CAPEX VALUES
1.1 | Civil Work | Civil | Civil Work |  | 3000016 | 1055 | #REF! | [7 empty] | 0.18 |  | 0 | 0 |  |  | #REF! |  |  |  | #REF!
1.2 |  | Outstation | Civil Work |  |  | 0 | 0 | [7 empty] | 0.18 |  |  | 0 |  |  | 0
1.3 |  | Fire Tank Work | Civil Work |  |  | 0 | [7 empty] | 0 | 0.18 |  | 0 | 0 |  |  | 0
1.4 |  | Fire Sprinkler Work | Civil Work |  |  | 0 | [7 empty] | 0 | 0.18 |  | 0 | 0 |  |  | 0
1.5 |  | MS Structure work for plateform | Civil Work |  |  | 0 | [7 empty] | 0 | 0.18 |  | 0 | 0
1.6 | 3D Drawings | 3D Drawings | 3D design |  | 3003170 | 2 | 5500 | 6000 | 7500 |  |  |  |  | 6333.3333 | 0.18 |  | 14946.6667 | 18762 |  |  | 12980 | 4326.6667 |  |  |  | 9788966.5808
1 | Civil Work | Total Civil Work cost | Civil Work | 3772653.3258 | 3000016 | [9 empty] | 0.18 | 0 | 14946.6667 | 3985450 | -3970503.3333 |  | #REF! | 4276733
2.1 | Light Fixtures | PROFILE LIGHT IN 6000 K-40W WITH 3 PCB R | Light Fixtures |  | 70009332 | 8 | 1600 | 1600 | 2200 | 3600 |  |  |  | 2250 | 0.18 | 1100 | 22538 | 19020 |  |  | 16402 |  | 2050.25 |  |  | 10670110
2.2 |  | CONCEALED PANEL LIGHT IN 12W WITH 4000 K | Light Fixtures |  | 70009335 | 2 | 650 | 650 | 500 | 500 |  |  |  | 575 | 0.18 | 1100 | 2655 | 2780 |  |  | 2832
2.3 |  | LIGHT- 6W DECORATIVE CONICAL LIGHT 4K | Light Fixtures |  | 70008926 | 0 | 2450 | 2450 | 2100 | 2200 |  |  |  | 2300 | 0.18 | 1100 | 0 | 6252 |  |  | 0 |  | #DIV/0!
2.4 |  | DECO. PENDANT LIGHT IN 6000 K/LED BULB O | Light Fixtures |  | 70009336 | 9 | 850 | 850 | 600 | 575 |  |  |  | 718.75 | 0.18 | 1100 | 8931.125 | 12927.2 |  |  | 10325 |  | 1147.2222
2.5 |  | LIGHT-TRACK MOUNTED 18W/4K/45°BLAC FINSH | Light Fixtures |  | 70004480 | 0 | 1500 | 1500 | 1500 | 1450 |  |  |  | 1487.5 | 0.18 | 1100 | 0 | 44892 |  |  | 0 |  | #DIV/0! |  |  | 881143.4192
2.6 |  | CONCEALED SPOT LIGHT IN 9W WITH IP65 | Light Fixtures |  | 70009334 | 8 | 1300 | 1300 | 1600 | 1550 |  |  |  | 1437.5 | 0.18 | 1100 | 14868 | 17640 |  |  | 13570 |  | 1696.25
2.7 |  | LIGHT- 9W SURFACE MOUNTED CYLINDRICAL | Light Fixtures |  | 70004482 | 18 | 900 | 900 | 2000 | 2250 |  |  |  | 1512.5 | 0.18 | 1100 | 33423.5 | 19132 |  |  | 20414 |  | 1134.1111
2.8 |  | LIGHT-SURFACELINEAR PROFILE 20W 4K BLACK | Light Fixtures |  | 70004483 | 0 | 1700 | 1700 | 2000 | 2250 |  |  |  | 1912.5 | 0.18 | 1100 | 0 | 0 |  |  | 0 |  | #DIV/0! |  |  | 881143.4192
2.9 |  | LIGHT SUSPENSION KIT BLACK | Light Fixtures |  | 70004217 | 0 | 60 | 60 | 150 | 125 |  |  |  | 98.75 | 0.18 | 1000 | 0 | 4394 |  |  | 0
2.1 |  | Light-3Circuit Power Track 2M BlacFinish | Light Fixtures |  | 70003921 | 0 | 800 | 800 | 800 | 700 |  |  |  | 775 | 0.18 | 1000 | 0 | 3332 |  |  | 0 |  | #DIV/0!
2.11 |  | Light-3Circuit Power Track 1M BlacFinish | Light Fixtures |  | 70003922 | 0 | 400 | 400 | 400 | 350 |  |  |  | 387.5 | 0.18 | 1000 | 0 | 2270 |  |  | 0 |  | #DIV/0!
2.12 |  | LED NORMAL TUBE LIGHT | Light Fixtures |  | 70003923 | 5 | 194 | 194 | 100 | 100 |  |  |  | 147 | 0.18 | 500 | 1457.3 | 1000 |  |  | 1734.6
2 |  | Total Light Fixtures Cost | Light Fixtures | 134581.7357 | [12 empty] | 83872.925 | 133639.2 | -49766.275 |  | 65277.6 | 209167
3.1 | Furniture | FURNITURE-BTH SOFA-1800x550MM | Furniture |  | 70009315 | 0 | 27100 | 6500 | 27100 |  |  |  |  | 20233.3333 | 0.18 | 3000 | 0 | 0 |  |  | 0
|  | FURNITURE-BTH SOFA-1500x550MM | Furniture |  | 70008909 | 2 | 29000 |  | 29000 |  |  |  |  | 29000 | 0.18 | 3000 | 71980 | 0 |  |  | 71980
3.2 |  | Waste bincustomer area (Wet & Dry) | Furniture |  | 70007402 | 1 | 26500 | 26500 | 26500 |  |  |  |  | 26500 | 0.18 | 3000 | 34810 | 0 |  |  | 34810
3.3 |  | Booth seating table 1200x600x750 mm F | Furniture |  | 70007397 | 0 | 14240 | 6000 | 14240 |  |  |  |  | 11493.3333 | 0.18 | 3000 | 0 | 0 |  |  | 0 |  | #DIV/0!
3.4 |  | Booth Single Seating - 550 x 1200 mm F | Furniture |  | 70007398 | 0 | 14552 | 12000 | 14552 |  |  |  |  | 13701.3333 | 0.18 | 3000 | 0 | 0 |  |  | 0 |  | #DIV/0!
3.5 |  | Dining table - 600mm x 600mm F | Furniture |  | 70007351 | 9 | 8344 | 8344 | 8344 |  |  |  |  | 8344 | 0.18 | 3000 | 92153.28 | 48338.6 |  |  | 92153.28 |  | 10239.2533
3.6 |  | Dining table - 800mm x 800mm F | Furniture |  | 70007392 | 1 | 7800 | 7500 | 11040 |  |  |  |  | 8780 | 0.18 | 3000 | 13900.4 | 0 |  |  | 16567.2
3.7 |  | Dining table chairs F | Furniture |  | 70007395 | 0 | 5931 | 3700 | 5931 |  |  |  |  | 5187.3333 | 0.18 | 3000 | 0 | 73260.2 |  |  | 0 |  | #DIV/0!
3.8 |  | Umbrella Outdoor | Furniture | 70001268 | 70001268 | 0 | 49500 | 39,500 | 49500 |  |  |  |  | 49500 | 0.18 | 3000 | 2891298540 | 14319.25 |  |  | 0 |  | 0
3.9 |  | Table - Outdoor | Furniture | 70001253 | 70001253 | 0 | 10500 | 12,500 | 10500 |  |  |  |  | 10500 | 0.18 | 3000 | 130098540 | - |  |  | 0 |  | 0
3.1 |  | OUTDOOR CHAIRS | Furniture | 70006717 | 70006717 | 0 | 2700 | 5,200 | 2700 |  |  |  |  | 2700 | 0.18 | 3000 | 8605740 | 11089 |  |  | 0 |  | 0
|  | Furniture-Community Chair -Red | Furniture |  | 70009402 | 9 | 3800 | 3800 | 3800 |  |  |  |  | 3800 | 0.18 | 3000 | 17042740 | 11089 |  |  | 43896 |  |  |  | Change quantity-21/08/2024
|  | Furniture-Community Chair -Blue | Furniture |  | 70009403 | 9 | 3800 | 3800 | 3800 |  |  |  |  | 3800 | 0.18 | 3000 | 17042740 | 11089 |  |  | 43896 |  |  |  | Change quantity-21/08/2024
|  | Furniture-Community Table -Red | Furniture |  | 70009387 | 0 | 15800 |  | 15800 |  |  |  |  | 15800 | 0.18 | 3000 | 294578740 | 11089 |  |  | 0
|  | Furniture-Community Table -Blue | Furniture |  | 70009388 | 0 | 15800 |  | 15800 |  |  |  |  | 15800 | 0.18 | 3000 | 294578740 | 11089 |  |  | 0
3.11 |  | Chair - Office | Furniture |  | 70000155 | 0 | 4200 | 4200 | 4200 |  |  |  |  | 4200 | 0.18 | 0 | 0 | 6956 |  |  | 0 |  | #DIV/0! |  | Change quantity-21/08/2024
3.12 |  | Transpotation cost | Furniture |  | 70004392 | 0 | 18000 | 3500 | 18000 |  |  |  |  | 13166.6667 | 0.18 | 3000 | 0 | 1000 |  |  | 0
3 |  | Total Furniture Cost | Furniture | 206869.0798 | [12 empty] | 3653458623.68 | 199319.05 | 3653259304.63 | Rest suppliers cost high in comparsion to Kingsman | 303302.48 | 159548
4.1 | SAFE | SAFE-15 digit code with time delay | SAFE |  | 70000710 | 1 | 22880 | 24750 | [5 empty] | 23815 | 0.18 | 800 | 29045.7 | 22219.4 |  | Rate increase by Rs.4000 with existing supplier and new vendor introduce with Rs6000 | 27942.4 |  | 27942.4
4 |  | Total Safe Cost | SAFE | 20667.5 | [12 empty] | 29045.7 | 22219.4 | 6826.3 |  | 27942.4 | 22219
5.1 | Fire Extinguisher | Fire Extinguisher- ABC Type 1 kg | Fire Extinguisher |  | 70000404 | 0 | 2052 | [6 empty] | 2052 | 0.18 |  | 0 | 0 |  | Rate increase due to L1 and L2 Supplier eliminated | 0
5.2 |  | Fire Extinguisher -ABC Type 4 Kg | Fire Extinguisher |  | 70000406 | 0 | 4536 | [6 empty] | 4536 | 0.18 |  | 0 | 0 |  |  | 0
5.3 |  | Fire Extinguisher- ABC Type 2Kg. | Fire Extinguisher |  | 70000405 | 2 | 3024 | [6 empty] | 3024 | 0.18 |  | 7136.64 | 7285.32 |  |  | 7136.64 |  | 3568.32
5.4 |  | Fire Extinguisher - ABC Type 6 kg | Fire Extinguisher |  | 70000403 | 1 | 5580 | [6 empty] | 5580 | 0.18 |  | 6584.4 | 6478.2 |  |  | 6584.4 |  | 6584.4
5.5 |  | Fire Extinguisher -CO2 4.5 kg | Fire Extinguisher |  | 70000407 | 1 | 9702 | [6 empty] | 9702 | 0.18 |  | 11448.36 | 11351.6 |  |  | 11448.36
5 |  | Total Fire Extinguisher Cost | Fire Extinguisher | 17240.4333 | [12 empty] | 25169.4 | 25115.12 | 54.28 |  | 25169.4 | 23884
6.1 | Water Cooler | Water Cooler- 20/20 Model | Water Cooler |  | 70000944 | 0 | 14000 | 14200 | 15427 |  |  |  |  | 14542.3333 | 0.18 |  | 0 | 21599.9 |  | Marginal rate increase from last year | 0 |  | #DIV/0!
6 |  | Total Water coolerCost | Water Cooler | 14815.9259 | [12 empty] | 0 | 21599.9 | -21599.9 |  | 0 | 21600
7.2 |  | R.O Plant-RO 25 LTR PER HOURS | RO Plant |  | 70000693 | 1 | 16800 | 16800 | 16800 | 16800 |  |  |  | 16800 | 0.18 |  | 19824 | 19824 |  |  | 19824 |  | 19824
7.4 |  | Bore well 0.5 HP Booster Pump | RO Plant |  | 70005555 | 1 | 7700 | [6 empty] | 7700 | 0.18 |  | 9086 | 0 |  |  | 9086 |  | 9086
7.5 |  | Bore well Sand filter Vessel 10X54 | RO Plant |  | 70005556 | 1 | 21000 | [6 empty] | 21000 | 0.18 |  | 24780 | 0 |  |  | 24780 |  | 24780
7.6 |  | Bore well 20” Big Blue housing with filt | RO Plant |  | 70005557 | 1 | 5091 | [6 empty] | 5091 | 0.18 |  | 6007.38 | 0 |  |  | 6007.38 |  | 6007.38
7.7 |  | Bore well UV 900 with Pentair | RO Plant |  | 70005558 | 1 | 14255 | [6 empty] | 14255 | 0.18 |  | 16820.9 | 0 |  |  | 16820.9 |  | 16820.9
7.8 |  | Bore well SRX Scale Inhibitor | RO Plant |  | 70005559 | 1 | 5636 | [6 empty] | 5636 | 0.18 |  | 6650.48 | 0 |  |  | 6650.48 |  | 6650.48
7.9 |  | UV2 sterliser | RO Plant |  | 70004459 | 0 | 6095 | [6 empty] | 6095 | 0.18 |  | 0 | 0 |  |  | 0
7.1 |  | R.O Plant-UV System | RO Plant |  | 70001391 | 1 | 4800 | 6093 | [5 empty] | 5446.5 | 0.18 |  | 6426.87 | 9440 |  |  | 6426.87 |  | 6426.87
7.11 |  | Piping & Fitting (80 Ft) @ 155 | RO Plant |  | 3002270 | 1 | 12400 | [6 empty] | 12400 |  |  | 12400 | 0 |  |  | 12400
7.12 |  | water testing | RO Plant |  | 3002267 | 1.5 | 4200 | 5700 | [5 empty] | 4950 |  |  | 7425 | 0 |  |  | 7425
7.13 |  | Installation & transportation UV STERLISER | RO Plant |  | 3000054 | 1 | 7568 | [6 empty] | 7568 | 0.18 |  | 8930.24 | 0 |  |  | 8930.24
7 |  | Total RO Plant Cost | RO Plant | 52366.2531 | [12 empty] | 118350.87 | 29264 | 89086.87 |  | 118350.87 | 146846
8.1 | Music System | HOME THEATER - 5.1 CHANNEL | Music System |  | 70005440 | 1 | 7847.4576 | [6 empty] | 7847.4576 | 0.18 |  | 9260 | 20600.44 |  |  | 9260 |  | 9260
8 |  | Total Music Systum Cost | Music System | 11411.1944 | [12 empty] | 9260 | 20600.44 | -11340.44 |  | 9260 | 20600
9.1 | Ovens | Conveyor Oven - PS540 | Ovens |  | 70000254 | 0 |  | 908347 | [5 empty] | 0 | 0 | 6000 | 0 | 1478091.6 |  |  | 0
9.2 |  | Conveyor Oven - PS536 | Ovens |  | 70000252 | 0 |  | 669272 | [5 empty] | 0 | 0 | 6000 | 0 | 0 |  |  | 0
9.3 |  | GAS OVEN-1832 DOUBLE DECK OVEN | Ovens |  | 70006003 | 0 | 928390 | - | [5 empty] | 0 | 0 |  | 0 | 0 |  |  | 0 |  | #DIV/0!
9.4 |  | GAS OVEN-3240G DOUBLE DECK OVEN | Ovens |  | 70006002 | 1 | 1028330 | - | [5 empty] | 1028330 | 0 |  | 1028330 | 0 |  |  | 1028330 |  | 1028330
9.5 |  | XLT Oven Installation -3240 | Ovens |  |  | 1 | 65278 | [6 empty] | 65278 | 0 |  | 65278 | 0 |  |  | 65278
9.6 |  | XLT Oven Installation -1832 | Ovens |  |  | 0 | 0 | [6 empty] | 0 | 0 |  | 0 |  |  |  | 0
9 |  | Total Ovens Cost | Ovens | 1419305.1284 | [12 empty] | 1093608 | 1478091.6 | -384483.6 | Rate increased 10% as well as $ rate fluctuation also | 1093608 | 1255716
10.1 | Cold Room & Installation | COLD ROOM 10x10x8 (Green Gas) | Cold Room |  | 70004722 | 0 | 131952 | [6 empty] | 0 | 0.18 |  | 0 | 0 |  |  | 0 |  | #DIV/0!
10.2 |  | COLD ROOM 10x8x8 (Green Gas) | Cold Room |  | 70004723 | 1 | 120890 | [6 empty] | 120890 | 0.18 |  | 142650.2 | 125444.62 |  |  | 142650.2
10.3 |  | COLD ROOM 8x6x8 (Green Gas) | Cold Room |  | 70004726 | 0 | 97686 | [6 empty] | 0 | 0.18 |  | 0 | 0 |  |  | 0
10.4 |  | COLD ROOM 8x8x8 (Green Gas) | Cold Room |  | 70004727 | 0 | 115463 | [6 empty] | 0 | 0.18 |  | 0 | 0 |  |  | 0
10.5 |  | COLDROOM Machine 10000 Btu/Hr(Green Gas) | Cold Room |  | 70004730 | 0 | 53311 | [6 empty] | 0 | 0.18 |  | 0 | 0 |  |  | 0
10.6 |  | COLDROOM Machine 15000 Bth/Hr(Green Gas) | Cold Room |  | 70004731 | 1 | 63357 | [6 empty] | 63357 | 0.18 |  | 74761.26 | 67665.92 |  |  | 74761.26 |  | 74761.26
10.7 |  | COLDROOM Machine 20000 Btu/Hr(Green Gas) | Cold Room |  | 70004732 | 0 | 89818 | [6 empty] | 0 | 0.18 |  | 0 | 0 |  |  | 0
10.8 |  | Reach-in Cooler (4X3) | Cold Room |  | 70000697 | 0 | 133757 | 132000 | 188000 |  |  |  |  | 0 | 0.18 |  | 0 | 0 |  |  | 0
10.9 |  | Deep Freezer-500 Ltr | Cold Room |  | 70000290 | 0 | 0 | [6 empty] | 0 | 0.18 |  | 0 | 0 |  |  | 0
10.1 |  | Cold Room Installation | Cold Room |  | 3000036 | 1 | 35000 | [6 empty] | 35000 | 0.18 |  | 41300 | 41300 |  |  | 41300
10 |  | Total Cold Room & Installation Cost | Cold Room | 226829.785 | [12 empty] | 258711.46 | 234410.54 | 24300.92 | Rate increased approx. 10% | 258711.46 | 344411
11.1 | DG & Installation | Genset (DG)-45 KVA | DG & Installation |  | 70000432 | 1 | 480906 | 480906 | [5 empty] | 480906 | 0.18 | 30000 | 602869.08 | 0 |  |  | 602869.08 |  | 602869.08
11.2 |  | Genset (DG)-50 KVA | DG & Installation |  | 70000434 | 0 | 382000 | 379500 | [5 empty] | 380750 | 0.18 | 30000 | 0 | 0 |  |  | 0
11.3 |  | GENSET(DG)-40KVA | DG & Installation |  | 70002842 | 0 | 327500 | 329777 | [5 empty] | 328638.5 | 0.18 | 30000 | 0 | 354000 |  |  | 0
11.4 |  | Genset (DG) -62.5 KVA | DG & Installation |  | 70000424 | 0 | 408500 | 415998 | [5 empty] | 412249 | 0.18 | 30000 | 0 | 0 |  |  | 0
11.5 |  | DG Installation | DG & Installation |  | 3000483 | 1 | 210000 | [6 empty] | 210000 | 0.18 |  | 247800 | 247800 |  |  | 225000
11 |  | Total DG & Installation Cost | DG & Installation | 546132.7547 | [12 empty] | 850669.08 | 601800 | 248869.08 | Average is less due to some stores not having the DG and also rate increase in current Year | 827869.08 | 691700
12.1 | AC Units & Installation | AC Unit- 1.0 TR Inverter Hi wall | AC Units |  | 70002850 | 0 | 27656 | 29433 | 36540 |  |  |  |  | 31209.6667 | 0.28 |  | 0 | 0 |  |  | 0 |  |  |  | 0
12.2 |  | AC Unit- 1.5 TR Inverter Hi wall | AC Units |  | 70002851 | 1 | 32578 | 35648 | 46750 |  |  |  |  | 38325.3333 | 0.28 |  | 49056.4267 | 41600 |  |  | 41699.84 |  | 41699.84 | 1.5 | 1.5
12.3 |  | AC Unit- 2.0 TR Inverter Hi wall | AC Units |  | 70002862 | 2 | 40625 | 42773 | 49870 |  |  |  |  | 44422.6667 | 0.28 |  | 113722.0267 | 0 |  |  | 104000 |  | 52000 | 4 | 4
12.4 |  | AC Unit- 2.0 TR Inverter Cassette | AC Units |  | 70002864 | 1 | 57016 | 55968 | 76670 |  |  |  |  | 63218 | 0.28 |  | 80919.04 | 0 |  |  | 72980.48 |  | 72980.48 | 2 | 2
12.5 |  | AC Unit- 3.0 TR Inverter Cassette | AC Units |  | 70002865 | 1 | 80625 | 92496 | 104560 |  |  |  |  | 92560.3333 | 0.28 |  | 118477.2267 | 199680 |  |  | 103200 |  | 103200 | 3 | 3
12.6 |  | AC Unit- 4.0 TR Inverter Cassette | AC Units |  | 70002866 | 0 | 89047 | 106032 | 118450 |  |  |  |  | 104509.6667 | 0.28 |  | 0 | 235520 |  |  | 0 |  |  | 0 | 0
12.7 |  | AHU 5000CFM (Low + high) | AC Units |  |  | 0 | [10 empty] | 0 | 0 |  |  | 0
12.8 |  | VRF Machine (high side + Low Side) | AC Units |  |  | 0 | [8 empty] | 0.28 |  | 0 | 0 |  |  | 0
12.9 |  | Air Conditioning Units Installation | AC Units |  | 3002536 | 5 | 22000 | [6 empty] | 22000 | 0.18 |  | 129800 | 147500 |  |  | 129800
12 |  | Total AC & Installation Cost | AC Units | 476017.1909 | [12 empty] | 491974.72 | 624300 | -132325.28 | Rate increased approx. 10% | 451680.32 | 800320 |  | 10.5 | 10.5
13.1 | Makeline | MAKELINE TABLE 6FT | Makeline |  | 70004852 | 1 | 165000 | 172000 | [5 empty] | 168500 | 0.18 | 5000 | 204730 | 234820 |  |  | 204730 |  | 204730
13.1 |  | Makeline-3ft. | Makeline |  | 70000548 | 0 | 90000 | 96000 | [5 empty] | 93000 | 0.18 | 5000 | 0 | 0 |  |  | 0
13 |  | Total Makeline Cost | Makeline | 158641.9769 | [12 empty] | 204730 | 234820 | -30090 | Western discontinued had rate diff. approx.25% | 204730 | 234820
14.1 | Ice Cube Machine | Ice Cube Machine - 30 kg | Ice Cube Machine |  | 70003959 | 0 | 43000 | 47500 | [5 empty] | 45250 | 0.18 | 0 | 0 | 0 |  |  | 0
14.2 |  | Ice Cube Machine - 55 kg | Ice Cube Machine |  | 70003960 | 0 | 65000 | 72000 | [5 empty] | 68500 | 0.18 | 1000 | 0 | 81240 |  |  | 0 |  | #DIV/0!
|  | Softy Machine | Softy Machine |  | 70000 | 0 | 630000 | 630000 | [6 empty] | 0.18 | 15000 |  |  |  |  | 0
14.3 |  | Ice Cube Machine - 95 kg | Ice Cube Machine |  | 70003961 | 0 | 92500 | 98100 | [5 empty] | 95300 | 0.18 | 0 | 0 | 0 |  |  | 0
14 |  | Total Ice Machine Cost | Ice Cube Machine | 61644.1157 | [12 empty] | 0 | 81240 | -81240 | Rate diff. due to diff. SKU | 0 | 81240
15.1 | Exhaust Unit | FRESH AIR UNIT - 2800 CFM | Exhaust Unit |  | 70000419 | 1 | 27800 | 29000 | 29050 |  |  |  |  | 28616.6667 | 0.18 | 300 | 34121.6667 | 39530 |  |  | 34121.6667 |  | 34121.6667
15.2 |  | FRESH AIR UNIT - 3500 CFM | Exhaust Unit |  |  | 0 | [7 empty] | #DIV/0! | 0.18 | 300 | 0 | 0 |  |  | 0
15.3 |  | EXHAUST UNIT - 3000 CFM (HSN - 8479) | Exhaust Unit |  | 70003315 | 0 | 28000 | 28400 | 29050 |  |  |  |  | 28483.3333 | 0.18 | 300 | 0 | 39530 |  |  | 0
15.4 |  | EXHAUST UNIT - 3500 CFM (HSN - 8479) | Exhaust Unit |  | 70003316 | 1 | 29800 | 30000 | 0 |  |  |  |  | 19933.3333 | 0.18 | 300 | 23875.3333 | 0 |  |  | 23875.3333 |  | 23875.3333
15 |  | Total Exhaust Unit Cost | Exhaust Unit | 62013.8665 | [12 empty] | 57997 | 79060 | -21063 | Rate increased approx. 10% | 57997 | 88736
16.1 | Fly Catcher | Fly Catcher- Glue Pad type | Fly Catcher |  | 70000418 | 2 | 7700 | [6 empty] | 7700 | 0.18 |  | 18172 | 15930 |  |  | 18172 |  | 9086
16 |  | Total Fly Catcher Cost | Fly Catcher | 14428.3796 | [12 empty] | 18172 | 15930 | 2242 | Rate diff. due to less no. used | 18172 | 10620
17.1 | Hand Dryer | Hand Dryer | Air Curtain |  | 70000454 | 1 | 1750 | [6 empty] | 1750 | 0.18 |  | 2065 | 6608 |  |  | 2065 |  | 2065
17 |  | Total Hand Dryer Cost | Hand Dryer | [13 empty] | 2065 | 6608 | -4543 |  | 2065 | 6608
18.1 | Air Curtain | AIR CURTAIN-3Ft | Air Curtain |  | 70000052 | 1 | 7760 | 10579 | [5 empty] | 9169.5 | 0.18 |  | 10820.01 | 0 |  |  | 10820.01 |  |  |  | Change quantity-21/08/2024
18.2 |  | AIR CURTAIN-3.5Ft | Air Curtain |  | 70000051 | 0 | 8350 | 11573 | [5 empty] | 9961.5 | 0.18 |  | 0 | 0 |  |  | 0 |  | #DIV/0! |  | Change quantity-21/08/2024
18.3 |  | AIR CURTAIN-4Ft | Air Curtain |  | 70000053 | 1 | 9300 | 12567 | [5 empty] | 10933.5 | 0.18 |  | 12901.53 | 0 |  |  | 12901.53 |  | 12901.53
18.4 |  | AIR CURTAIN-5Ft | Air Curtain |  | 70000054 | 0 | 11000 | 16330 | [5 empty] | 13665 | 0.18 |  | 0 | 0 |  |  | 0
18.5 |  | AIR CURTAIN-6Ft. | Air Curtain |  | 70000055 | 0 | 12300 | 18318 | [5 empty] | 15309 | 0.18 |  | 0 | 20956.8 |  |  | 0
18.6 |  | AIR CURTAIN-7 FT | Air Curtain |  | 70000056 | 0 | 15900 | 22294 | [5 empty] | 19097 | 0.18 |  | 0 | 25488 |  |  | 0
18.7 |  | LIMIT SWITCH -MAGNETIC SINGLE FLAP | Air Curtain |  | 70004268 | 2 | 500 | 1400 | [5 empty] | 950 | 0.18 |  | 2242 | 5900 |  |  | 2242 |  | 1121
18.8 |  | LIMIT SWITCH -MAGNETIC DOUBLE FLAP | Air Curtain |  | 70004269 | 0 | 600 | 1600 | [5 empty] | 1100 | 0.18 |  | 0 | 0 |  |  | 0
18 |  | Total Air Curtain Cost | Air Curtain | 46257.5061 | [12 empty] | 25963.54 | 52344.8 | -26381.26 |  | 25963.54 | 49834
19.1 | Tool Kit | Bike Tool Kit | Tool Kit |  | 70000075 | 1 | 4717 | [6 empty] | 4717 | 0.18 |  | 5566.06 | 4323.52 |  |  | 5566.06 |  | 5566.06
19.2 |  | Tool Kit-Maintainence tool kit | Tool Kit |  | 70000889 | 1 | 9145 | [6 empty] | 9145 | 0.18 | 700 | 11617.1 | 10936.24 |  |  | 11617.1 |  | 11617.1
19 |  | Total Tool Kit Cost | Tool Kit | 9347.588 | [12 empty] | 17183.16 | 15259.76 | 1923.4 |  | 17183.16 | 15260
20.1 | Weighing Scale | Weighing Scale -50 Kg | Weighing Scale |  | 70000956 | 0 | 8064 | 8700 | [5 empty] | 8382 | 0.18 |  | 0 | 7670 |  |  | 0 |  | #DIV/0!
20.2 |  | Weighing Scale -20 kg | Weighing Scale |  | 70000953 | 1 | 5175 | 6150 | [5 empty] | 5662.5 | 0.18 |  | 6681.75 | 5664 |  |  | 6681.75 |  | 6681.75
20 |  | Total Weighing Scale Cost | Weighing Scale | 11040.1829 | [12 empty] | 6681.75 | 13334 | -6652.25 |  | 6681.75 | 13334
21.1 | Visicooler | Visicooler-Upright Chiller 11 cases | Visicooler |  | 70003768 | 1 | 19300 | 25000 | 28500 |  |  |  |  | 24266.6667 | 0.18 | 1000 | 29814.6667 | 31388 |  |  | 29814.6667 |  | 29814.6667
21 |  | Total Visi Cooler Cost | Visicooler | 22984.7468 | [12 empty] | 29814.6667 | 31388 | -1573.3333 |  | 29814.6667 | 32388
22.1 | MOP Bucket | Maxi Jolly Mop Bucket-Wringer BUCKET | MOP Bucket |  | 70000558 | 1 | 1205 | [6 empty] | 1205 | 0.18 |  | 1421.9 | 6944.7248 |  |  | 1421.9 |  | 1421.9
22.2 |  | Maxi Jolly Mop Bucket-Floor Sign | MOP Bucket |  | 70000557 | 1 | 379.09 | [6 empty] | 379.09 | 0.18 |  | 447.3262 | 787.8624 |  |  | 447.3262 |  | 447.3262
22.3 |  | Maxi Jolly Mop Bucket-DustPan with Broom | MOP Bucket |  | 70000556 | 1 | 667.83 | [6 empty] | 667.83 | 0.18 |  | 788.0394 | 447.928 |  |  | 788.0394 |  | 788.0394
22.4 |  | Maxi Jolly Mop Bucket-Brom,hndle,DustPan | MOP Bucket |  | 70000555 | 1 | 5885.67 | [6 empty] | 5885.67 | 0.18 |  | 6945.0906 | 1422.3248 |  |  | 6945.0906 |  | 6945.0906
22 |  | Total Mop Bucket Cost | MOP Bucket | 8073.577 | [12 empty] | 9602.3562 | 9602.84 | -0.4838 |  | 9602.3562 | 9603
23.1 | Microwave | Microwave Oven | Microwave |  | 70000573 | 1 | 5400 | [6 empty] | 5400 | 0.18 |  | 6372 | 5428 |  |  | 6372 |  | 6372
23 |  | Total Microwave Cost | Microwave | 4900 | [12 empty] | 6372 | 5428 | 944 |  | 6372 | 5428
24.3 |  | SERVO-45 KVA OIL COOL INPUT 340-480V | Servo |  | 70005860 | 1 | 72400 | 86000 | 97015 | 88000 |  |  |  | 85853.75 | 0.18 | 7000 | 109567.425 | 0 |  |  | 109740 |  | 109740
24.5 |  | SERVO-60 KVA OIL COOL INPUT 340-480V | Servo |  | 70005861 | 0 | 89200 | 111000 | 110558 | 124900 |  |  |  | 108914.5 | 0.18 | 7000 | 0 | 0 |  |  | 0
24 |  | Total Servo Stabliser Cost | Servo | 82788.4827 | [12 empty] | 109567.425 | 0 | 109567.425 | Rate increased approx. 50% from last year | 109740 | 97860
25.2 |  | ELECTRICAL/APFC PANEL-WITH EMS FEATURES | Electrical panel |  | 70006961 | 1 | 118000 | 119100 | 121500 | 123000 |  |  |  | 120400 | 0.18 | 7000 | 150332 | 228380 |  |  | 150332 |  | 150332
25 |  | Total Panel & Switch Boards Cost | Electrical panel | 158279.16 |  |  |  |  | apex | allied | SL | R |  |  |  |  | 150332 | 228380 | -78048 |  | 150332 | 228380
95 | SS Equipment | Equipment Staff Locker-MOC 18SWG | SS Equipment |  | 70006084 | 0 |  |  | 15950 | 30600 | 27500 | 28400 |  | 25612.5 | 0.18 | 500 | 0 | 13834 |  |  | 0 |  | #DIV/0!
96 |  | Aluminium Ladder- 8 FT (HSN 7616) | SS Equipment |  | 70003611 | 1 | 4841 | [6 empty] | 4841 | 0.18 | 600 | 6420.38 | 7316 |  |  | 6420.38 |  | 6420.38
97 |  | Equipment Elbow Opt Sink-MOC SS202/304 | SS Equipment |  | 70009412 | 1 |  |  | 17050 | 19080 | 19500 | 22420 |  | 19512.5 | 0.18 | 1000 | 24204.75 | 19880 |  |  | 24190 |  | 24190
98 |  | Equipment Helmet Rack-SS202 | SS Equipment |  | 70006101 | 2 |  |  | 2150 | 2200 | 3900 | 3600 |  | 2962.5 | 0.18 |  | 6991.5 | 4838.4 |  |  | 9204 |  | 4602
99 |  | COMPUTER RACK SHEET TYPE | SS Equipment |  | 70000243 | 0 |  |  | 9858 | 9858 | 9858 | 9858 |  | 9858 | 0.18 |  | 0 | 8736 |  |  | 0
100 |  | Equipment Computer Rack-MOC SS202 | SS Equipment |  | 70006092 | 0 |  |  | 3668 | 3668 | 3668 | 3668 |  | 3668 | 0.18 |  | 0 | 6832 |  |  | 0
101 |  | COMPUTER RACK RIGHT SIDE | SS Equipment |  | 70006092 | 0 | [7 empty] | #DIV/0! | 0.18 |  | 0 | 6832 |  |  | 0
102 |  | Equipment Money drop box-MOC MS | SS Equipment |  | 70006107 | 0 |  |  | 21150 | 6750 | 11500 | 8645 |  | 12011.25 | 0.18 |  | 0 | 7080 |  |  | 0 |  | #DIV/0!
103 |  | PVC Strip Curtain - Oven | SS Equipment |  | 70000682 | 0 | 9750 | 11500 | [5 empty] | 10625 | 0.18 |  | 0 | 18880 |  |  | 0 |  | #DIV/0!
104 |  | PVC Strip Curtain - Cold Room | Cold Room |  | 70000681 | 1 | 1750 | 2300 | [5 empty] | 2025 | 0.18 |  | 2389.5 | 2950 |  |  | 2389.5 |  | 2389.5
105 |  | PALLETS 900 x 900 x 150mm | SS Equipment |  | 70000624 | 0 | 2760 | [6 empty] | 2760 | 0.18 |  | 0 | 2577.12 |  |  | 0 |  | #DIV/0!
106 |  | Equipment Dough Tray Table-MOC SS202/304 | SS Equipment |  | 70006088 | 0 |  |  | 24750 | 41670 | 34100 | 44900 |  | 36355 | 0.18 | 1000 | 0 | 43560 |  |  | 0
107 |  | Equipment Exhaust Hood-3240 | SS Equipment |  | 70006085 | 1 |  |  | 76760 | 75510 | 96800 | 80750 |  | 82455 | 0.18 | 2000 | 99656.9 | 55100 |  |  | 116584 |  | 116584
108 |  | Oven hood - Small Oven | SS Equipment |  | 70000609 | 0 |  |  | 77180 |  | 93800 | 78280 |  | 83086.6667 | 0.18 |  | 0 | 2000 |  |  | 0
109 |  | CUT Table-4FT X 3FT | SS Equipment |  | 70000269 | 0 |  |  | 61560 | 64710 |  | 44510 |  | 56926.6667 | 0.18 |  | 0 | 0 |  |  | 0
110 |  | CUT Table-4 FT X 4 FT | SS Equipment |  | 70000267 | 0 |  |  | 68860 | 71415 | 48100 | 78280 |  | 66663.75 | 0.18 |  | 0 | 0 |  |  | 0
112 |  | Equipment Cut Table-5X4 MOC SS202/304 | SS Equipment |  | 70006098 | 1 |  |  | 77360 | 83318 | 53400 | 82460 |  | 74134.5 | 0.18 | 1000 | 88658.71 | 69320 |  |  | 64192 |  | 64192
114 |  | CUT Table-6 FT X 4 FT | SS Equipment |  | 70000273 | 0 |  |  | 86450 | 94702 | 59600 | 89100 |  | 82463 | 0.18 | 0 | 0 | 0 |  |  | 0
116 |  | Equipment SS Storage rack-MOC SS202 | SS Equipment |  | 70006095 | 2 |  |  | 19780 | 30150 | 16000 | 22000 |  | 16000 | 0.18 | 1000 | 38940 | 37960 |  |  | 38940 |  | 19470
117 |  | Equipment SS Storage rack-MOC SS304 | SS Equipment |  | 70007225 | 3 | 16000 | [6 empty] | 16000 | 0.18 |  | 56640 | 48586.5 |  |  | 56640 |  | 18880
118 |  | Equipment Slap Table-5ft MOC SS202/304 | SS Equipment |  | 70006089 | 1 |  |  | 44220 | 47610 | 39500 | 78336 |  | 52416.5 | 0.18 | 500 | 62441.47 | 72404 |  |  | 47200 |  | 47200
119 |  | SLAP TABLE-(1800X900X915+150(H)MM) | SS Equipment |  | 70004250 | 0 |  |  | 49400 | 52785 | 45500 | 74100 |  | 55446.25 | 0.18 | 0 | 0 | 0 |  |  | 0
120 |  | Equipment Sauce Table-MOC SS202/304 | SS Equipment |  | 70006091 | 1 |  |  | 24400 | 23805 | 29100 | 32180 |  | 27371.25 | 0.18 | 1000 | 33478.075 | 37848 |  |  | 35518 |  | 35518
121 |  | Equipment Three Sink-5ft MOC SS202/304 | SS Equipment |  | 70006082 | 1 |  |  | 37750 | 63900 | 55400 | 51000 |  | 52012.5 | 0.18 | 1000 | 62554.75 | 74160 |  |  | 66552 |  | 66552
|  | Equipment Overhead Cabinet-5' MOC SS202 | SS Equipment |  | 70006094 | 1 |  |  | 15850 | 18450 | 14300 | 34390 |  | 20747.5 | 0.18 | 1000 | 25662.05 | 0 |  |  | 18054 |  | 18054
123 |  | Equipment Router Table-MOC 202/304 | SS Equipment |  | 70006096 | 1 |  |  | 26100 | 28170 | 29100 | 61880 |  | 36312.5 | 0.18 | 1000 | 44028.75 | 36400 |  |  | 35518 |  | 35518
125 |  | Equipment MS Trolley-SS 75mm Nylon | SS Equipment |  | 70006102 | 10 |  |  | 2000 | 1892 | 1700 | 2800 |  | 2098 | 0.18 | 500 | 25346.4 | 18200 |  |  | 20650 |  | 2065
126 |  | Equipment Oven Top 540-MOC SS202 | SS Equipment |  | 70006104 | 1 |  |  | 5300 | 8280 | 4100 | 12000 |  | 7420 | 0.18 | 0 | 8755.6 | 9408 |  |  | 4838
127 |  | Equipment Oven Trolley 540-MOC SS202 | SS Equipment |  | 70006103 | 1 |  |  | 10700 | 11700 | 17000 | 15000 |  | 13600 | 0.18 | 0 | 16048 | 12096 |  |  | 20060
127 |  | Equipment Oven Top 536-MOC SS202 | SS Equipment |  | 70007119 | 0 |  |  | 4850 | 5715 | 3600 | 10640 |  | 6201.25 | 0.18 | 0 | 0 | 0 |  |  | 0 |  | #DIV/0!
|  | Equipment Softy Machine Stand | SS Equipment |  | 70000 | 0 | 29000 | 29000 | 29000 | 29000 | 29000 | 29000 |  | 29000 | 0.18 | 5000 |  |  |  |  | 0
128 |  | Equipment MOP Sink-MOC SS202/304 | SS Equipment |  | 70006083 | 1 |  |  | 14270 | 14715 | 19100 | 15580 |  | 15916.25 | 0.18 | 500 | 19371.175 | 17610 |  |  | 23128 |  | 23128
129 |  | Cheese Burst Stand-For Totila | SS Equipment |  | 70007168 | 1 |  |  | 4100 | 4950 | 4100 | 4000 |  | 4287.5 | 0.18 |  | 5059.25 | 3024 |  |  | 4838 |  | 4838
129 |  | Grease Chamber | SS Equipment |  | 70000441 | 0 |  |  | 44500 | 22500 |  | 24000 |  | 30333.3333 | 0.18 |  | 0 | 0 |  |  | 0
|  | Equipment Soak Tank | SS Equipment |  | 70007053 | 0 | 19500 | [6 empty] | 19500 | 0.18 |  | 0 | 0 |  |  | 0 |  | 23010
|  | SS Container 1000ml with Lid | SS Equipment |  | 70009298 | 3 |  |  | 258.72 | 258.72 | 258.72 | 258.72 |  | 258.72 | 0.18 |  | 915.8688 | 0 |  |  | 915.8688
|  | SS Container 7,000ml with Lid | SS Equipment |  | 70009302 | 3 |  |  | 943.04 | 943.04 | 943.04 | 943.04 |  | 943.04 | 0.18 |  | 3338.3616 | 0 |  |  | 3338.3616
|  | SS Container 500ml with Lid | SS Equipment |  | 70009297 | 3 |  |  | 179.2 | 179.2 | 179.2 | 179.2 |  | 179.2 | 0.18 |  | 634.368 | 0 |  |  | 634.368
|  | SS Container 2000ml with Lid | SS Equipment |  | 70009299 | 6 |  |  | 395.36 | 395.36 | 395.36 | 395.36 |  | 395.36 | 0.18 |  | 2799.1488 | 0 |  |  | 2799.1488
|  | SS Container 2500ml with Lid | SS Equipment |  | 70009300 | 6 |  |  | 490.56 | 490.56 | 490.56 | 490.56 |  | 490.56 | 0.18 |  | 3473.1648 | 0 |  |  | 3473.1648
|  | SS Container 5,000ml with Lid | SS Equipment |  | 70009301 | 2 |  |  | 698.88 | 698.88 | 698.88 | 698.88 |  | 698.88 | 0.18 |  | 1649.3568 | 0 |  |  | 1649.3568
|  | SS Container 10,000ml with Lid | SS Equipment |  | 70009303 | 5 |  |  | 1023.68 | 1023.68 | 1023.68 | 1023.68 |  | 1023.68 | 0.18 |  | 6039.712 | 0 |  |  | 6039.712
|  | Platform Hand Trolly | SS Equipment |  | 70007123 | 0 | 8500 |  | 8500 | 1023.68 | 1023.68 | 8000 |  | 5409.472 | 0.18 |  | 0 | 0 |  |  | 0
|  | Equipment Utensil Drying Rack | SS Equipment |  | 70007052 | 1 | 9250 | [6 empty] | 9250 | 0.18 |  | 10915 | 0 |  |  | 10915 |  | 10915
|  | PRP Self | SS Equipment |  | 70008067 | 1 | 4000 | [6 empty] | 4000 | 0.18 |  | 4720 |  |  |  | 4720
|  | Total SS Equipments Cost | SS Equipment | 512582.1086 |  |  | 630475.9936 | [9 empty] | 656412.2408 | 637432.02 | 18980.2208 | Approx 25% rate high than the last year RC | 629400.8608 | 509879
158 |  | LPG Installation | LPG works |  | 3002630 | 1 | 210111.0169 | [6 empty] | 210111.0169 | 0.18 |  | 247931 | 247800 |  |  | 247931
|  | Total LPG Installation Cost | LPG works | 247931.0401 | [12 empty] | 247931 | 247800 | 131 |  | 247931 | 377600
159 | Waste Bin | WASTE BIN-50 LTR WITH PADDLE GREEN COLOR | Waste Bin |  | 70004862 | 1 | 1090 | [6 empty] | 1090 | 0.18 | 150 | 1463.2 | 1715.4 |  |  | 1463.2 |  | 1463.2
160 |  | WASTE BIN-50 LTR WITH PADDLE BLUE COLOR | Waste Bin |  | 70004882 | 1 | 1090 | [6 empty] | 1090 | 0.18 | 150 | 1463.2 | 1715.4 |  |  | 1463.2 |  | 1463.2
|  | Total Waste Bin Cost | Waste Bin | 2112.2222 | [12 empty] | 2926.4 | 3430.8 | -504.4 |  | 2926.4 | 3431
163 | Transportation | Transpotation cost | Transportation |  | 3000058 | 1 | 25000 | [6 empty] | 25000 | 0 |  | 25000 | 82600 |  |  | 25000
|  | Total Transportation Cost | Transportation | 115587.6567 | [12 empty] | 25000 | 82600 | -57600 |  | 25000 | 118000
164 | Waste Water Treatment | ETP & Installation | ETP / OGT |  | 3000019 | 0 | 123000 | 102363 | 183000 |  |  |  |  | 136121 | 0.18 | 0 | 0 | 0 |  |  | 0
165 |  | OGT Tank & Installation | ETP / OGT |  | 70002867 | 0 | 21000 | 36458 | 38500 |  |  |  |  | 31986 | 0.18 | 2000 | 0 | 43040 |  |  | 0
|  | Total Waste Water Treatment Cost | ETP / OGT | 29264.5791 | [12 empty] | 0 | 43040 | -43040 |  | 0 | 0
166 | Bikes & Accessories | Bike-100 CC HF Dlx | Bikes |  | 70003443 | 0 | 70000 | [6 empty] | 70000 | 0.18 |  | 0 | 0 |  |  | 0
|  | AMPERE ZEAL CA | Bikes |  | 70004837 | 6 | 111330 | [6 empty] | 111330 | 0.05 |  | 701379 | 609945 |  |  | 701379 |  | 116896.5
|  | E-BIKES REVOLT RV300 | Bikes |  | 70004385 | 0 | 0 | [6 empty] | 0 | 0.05 |  | 0 | 0 |  |  | 0
|  | BAJAJ PULSAR 150 STD. | Bikes |  | 70006843 | 0 | 0 | [6 empty] | 0 | 0.18 |  | 0 | 0 |  |  | 0
167 |  | Pizza Box-without Stand | Bikes Accessories |  | 70004493 | 6 | 3500 | [6 empty] | 3500 | 0.18 |  | 24780 | 29500 |  |  | 24780 |  | 4130
168 |  | Sticker for Delivery Pizza Box | Bikes Accessories |  | 70003386 | 6 | 125 | [6 empty] | 125 | 0.18 |  | 885 | 271.4 |  |  | 885 |  | 147.5
169 |  | Dominos Logo for Bike Pizza Box | Bikes Accessories |  | 70003387 | 6 | 25 | [6 empty] | 25 | 0.18 |  | 177 | 1132.8 |  |  | 177 |  | 29.5
170 |  | Bike-Others charges(Registation, Insurance & other) | Bikes |  | 70001952 | 6 | 14000 | [6 empty] | 14000 | 0 |  | 84000 | 80000 |  |  | 84000 |  | 14000
|  | Pizza Box Stand -Electric bike | Bikes Accessories |  | 70006800 | 6 | 1900 | [6 empty] | 1900 | 0.18 |  | 13452 | 7670 |  |  | 13452 |  | 2242
171 |  | Pizza Box Stand-Hero | Bikes Accessories |  | 70003803 | 0 | 1250 | [6 empty] | 1250 | 0.18 |  | 0 |  |  |  | 0
|  | Total Bike Cost | Bikes | 849161 | [12 empty] | 824673 | 728519.2 | 96153.8 | Rate increased 2 times | 824673 | 990341
203 | Signage | Signage Material & Installation | Signage |  | 3000055 | 1 | 300000 | [6 empty] | 300000 | 0.18 |  | 354000 | 413000 |  |  | 354000 |  |  |  | Non lit internal signage- 1 ihope-2 pizza slice 1- main signage
|  | Total Signage Cost | Signage | 426472.2515 | [12 empty] | 354000 | 413000 | -59000 |  | 354000 | 354000
204 | DMB | Samsung DM32E | DMB |  | 70005849 | 4 | 33335 | [6 empty] | 33335 | 0.18 |  | 157341.2 | 132750 |  |  | 157341.2 |  | 39335.3 |  | consider 4 DMB 32"
205 |  | Samsung PMH43 | DMB |  | 70005847 | 0 | 37800 | [6 empty] | 37800 | 0.28 |  | 0 | 0 |  |  | 0
208 |  | DMB Installation of PMH43 | DMB |  | 3007828 | 0 | 7180 | [6 empty] | 7180 | 0.18 |  | 0 | 15576 |  |  | 0
|  | Total DMB & Installation Cost | DMB | 218682.4422 | [12 empty] | 157341.2 | 148326 | 9015.2 |  | 157341.2 | 172608
206 | Promo Panel | Samsung UD46 | Promo Panel |  | 70005848 | 0 | 78900 | [6 empty] | 78900 | 0.28 |  | 0 | 0 |  |  | 0
|  | DMB - MEDIA PLAYER | Promo Panel |  | 70000306 | 0 | 18700 | [6 empty] | 18700 | 0.18 |  | 0 | 0 |  |  | 0
|  | Promo PANEL installtion UD46 | Promo Panel |  | 3007829 | 0 | 12000 | [6 empty] | 12000 | 0.18 |  | 0 | 0 |  |  | 0
|  | Total Promo Panel & Installation Cost | Promo Panel | 34242.3704 | [12 empty] | 0 | 0 | 0 |  | 0 | 267868
209 | Digital Kiosk | Self Order Taking Kiosk (Including Stand) | Kiosk |  | 70002192 | 0 | [7 empty] | 183000 | 0.18 |  | 0 | 0 |  |  | 0
|  | Total Digitel Kiosk Cost | Digital Kiosk | 0 | [12 empty] | 0 | 0 | 0 |  | 0
210 | IT Equipments | COMPUTER-DESKTOP,WIN10,8GB RAM WITH TFT | IT Equipments |  | 70007601 | 1 | 40390 | 43000 | [5 empty] | 41695 | 0.18 |  | 49200.1 | 109740 |  |  | 49200.1 |  | 49200.1 |  | 1 Added
211 |  | Thinclient- VXL,2GB,Kyb&Mouse,18.5" TFT | IT Equipments |  | 70005867 | 1 | 0 | [6 empty] | 0 | 0.18 |  | 0 | 93361.6 |  |  | 0 |  |  |  | 1 Added
211 |  | Thinclient-Keyboard /Mouse | IT Equipments |  | 70001645 | 3 | 15800 | [6 empty] | 15800 | 0.18 |  | 55932 | 0 |  |  | 55932 |  | 18644 |  | 1 Added
212 |  | Computer TFT - 18.5" TFT Monitor | IT Equipments |  | 70000246 | 0 | 0 | [6 empty] | 0 | 0.18 |  | 0 | 0 |  |  | 0
|  | COMPUTER TFT - 21.5" TFT MONITOR | IT Equipments |  | 70005868 | 3 | 7657 | 7890 | [5 empty] | 7773.5 |  |  | 23320.5 | 0 |  |  | 23320.5 |  | 7773.5
213 |  | POSIFLEX 3616D WITH 9.7” 2ND DISPLAY | IT Equipments |  | 70009371 | 2 | 23000 | 32500 | 33350 |  |  |  |  | 29616.6667 | 0.18 |  | 69895.3333 | 129210 |  |  | 69895.3333 |  | 34947.6667 |  | Two Tab
214 |  | POS- POSIFLEX CR410 CASH DRAWER | IT Equipments |  | 70007309 | 1 | 6600 | 8800 | 8000 |  |  |  |  | 7800 | 0.28 |  | 9984 | 36672 |  |  | 9984 |  | 9984
213 |  | POS- POSIFLEX CR410 CASH DRAWER | IT Equipments |  | 70007309 | 0 | 0 | [6 empty] | 0 | 0.18 |  | 0 | 0 |  |  | 0
214 |  | POS-815B,128GB SSD, Wi-Fi | IT Equipments |  | 70006300 | 0 | 0 | [6 empty] | 0 | 0.28 |  | 0 | 0 |  |  | 0
217 |  | HPE DL20 Server With 16GB RAM & 1 TB HDD (Rack) | IT Equipments |  | 70005523 | 0 | 0 | [6 empty] | 0 | 0.18 |  | 0 | 0 |  |  | 0
218 |  | Server Lenovo ST50v2 | IT Equipments |  | 70009330 | 1 | 45600 | [6 empty] | 45600 | 0.18 |  | 53808 | 93975.2 |  |  | 53808 |  | 53808
219 |  | UPS- 03KVA Online Rack UPS | IT Equipments |  | 70000898 | 0 | 0 | [6 empty] | 0 | 0.18 |  | 0 | 32627 |  |  | 0
|  | UPS- 02KVA Online Rack UPS | IT Equipments |  | 70005833 | 0 | 0 | [6 empty] | 0 | 0.18 |  | 0 | 0 |  |  | 0
220 |  | UPS- 05KVA Online Tower UPS | IT Equipments |  | 70000899 | 0 | 45000 | [6 empty] | 45000 | 0.18 |  | 0 | 0 |  |  | 0
222 |  | UPS- 01KVA Online Tower UPS | IT Equipments |  | 70004508 | 0 | 0 | [6 empty] | 0 | 0.18 |  | 0 | 0 |  |  | 0
|  | UPS- 02KVA Online Tower UPS | IT Equipments |  | 70005832 | 0 | 22540 | 28000 | [5 empty] | 25270 |  |  | 0 | 23128 |  |  | 0 |  | #DIV/0!
|  | UPS- 03KVA Online Tower UPS | IT Equipments |  | 70000898 | 1 | 22540 | 24000 | [5 empty] | 23270 | 0.18 |  | 27458.6 | 32627 |  |  | 27458.6 |  | 27458.6
223 |  | Printer Thermal-POSIFLEX RP80 3"Ethernet | Printer |  | 70002549 | 2 | 8400 | [6 empty] | 8400 | 0.18 |  | 19824 | 32568 |  |  | 19824 |  | 9912
224 |  | Kyocera FS-1040 Laser Printer | Printer |  | 70007991 | 1 | 7630 | [6 empty] | 7630 | 0.18 |  | 9003.4 | 11328 |  |  | 9003.4 |  | 9003.4
|  | FORTINET ROUTER 40F | IT Equipments |  | 70007723 | 0 | 70900 | [6 empty] | 70900 | 0.18 |  | 0 | 11328 |  |  | 0
225 |  | IT Rack- 42U Rack with accessories | IT Equipments |  | 70006700 | 1 | 26450 | 26487 | 35000 |  |  |  |  | 29312.3333 | 0.18 |  | 34588.5533 | 32804 |  |  | 34588.5533 |  | 34588.5533
227 |  | IT INSTALLATION | IT Equipments |  | 3000011 | 1 | 8000 | 8000 | 8800 | 6300 | 8000 | 11700 |  | 8466.6667 | 0.18 |  | 9990.6667 | 9440 |  |  | 9440
|  | Total IT Equipments Cost | IT Equipments | 460880.5178 | [12 empty] | 363005.1533 | 648808.8 | -285803.6467 |  | 362454.4867 | 579932
240 | Networking | Networking Material & Installation | Networking |  | 3000009 | 0.75 | 38982.9497 | [6 empty] | 38982.9497 | 0.18 |  | 34499.9105 | 70700.88 |  |  | 34499.9105
|  | Total Networking Cost | Networking | 45999.8806 | [12 empty] | 34499.9105 | 70700.88 | -36200.9695 |  | 34499.9105 | 58476
241 | CCTV | CCTV - 8 CHANNEL NVR | CCTV |  | 70001030 | 1 | 18500 | 19000 | [5 empty] | 18750 | 0.18 |  | 22125 | 0 |  |  | 22125 |  | 22125
242 |  | CCTV- 2.0MP IPC Dome Camera | CCTV |  | 70000103 | 0 | [7 empty] | 0 | 0.18 |  | 0 | 0 |  |  | 0
243 |  | CCTV -Cable (CAT 6) | CCTV |  | 70000115 | 0 | [7 empty] | 0 | 0.18 |  | 0 | 0 |  |  | 0
|  | CCTV -Conduit | CCTV |  | 70000118 | 0 | [7 empty] | 0 | 0.18 |  | 0 | 0 |  |  | 0
|  | CCTV -HDD 4TB | CCTV |  | 70000124 | 1 | 7800 | 8200 | [5 empty] | 8000 | 0.18 |  | 9440 | 0 |  |  | 9440 |  | 9440
|  | CCTV-16 Channel NVR | CCTV |  | 70000138 | 0 | 26700 | 29800 | [5 empty] | 0 | 0.18 |  | 0 | 0 |  |  | 0
|  | CCTV-Camera | CCTV |  | 70001302 | 0 | [7 empty] | 0 | 0.18 |  | 0 | 0 |  |  | 0
|  | CCTV-HARD DISK 6 TB | CCTV |  | 70004764 | 0 | 13100 | 13500 | [5 empty] | 0 | 0.18 |  | 0 | 0 |  |  | 0
|  | CCTV-IP DOME CAMERA | CCTV |  | 70003608 | 8 | 3020 | 3285 | [5 empty] | 3152.5 | 0.18 |  | 29759.6 | 0 |  |  | 29759.6 |  | 3719.95
|  | CCTV - 4 CHANNEL NVR | CCTV |  | 70001029 | 0 | [7 empty] | 0 | 0.18 |  | 0 | 0 |  |  | 0
244 |  | CCTV INSTALLATION | CCTV |  | 3000003 | 1 | 10000 | 10000 | [5 empty] | 10000 | 0.18 |  | 11800 | 94400 |  |  | 11800
|  | Total CCTV Cost | CCTV | 61506.9333 | [12 empty] | 73124.6 | 94400 | -21275.4 |  | 73124.6 | 94400
245 | Biometric Device | READER MS 300 | Biometric Device |  | 70002122 | 0 | 12000 | [6 empty] | 0 | 0.18 |  | 0 | 0 |  |  | 0
246 |  | READER 8603 | Biometric Device |  | 70002123 | 0 | 19000 | [6 empty] | 0 | 0.18 |  | 0 | 22420 |  |  | 0 |  | #DIV/0!
247 |  | READER POWER SUPPLY & CONNECTION BOX | Biometric Device |  | 70002125 | 0 | 750 | [6 empty] | 0 | 0.18 |  | 0 | 885 |  |  | 0 |  | #DIV/0!
|  | Total Biometric Cost | Biometric Device | 24515.372 | [12 empty] | 0 | 23305 | -23305 |  | 0 | 37465
| EMS | ENERGY & MONITORING SYSTEM | EMS |  | 70004509 | 0 | 77960 | [6 empty] | 0 | 0.18 |  | 0 | 91992.8 |  |  | 0
|  | EMS Installation | EMS |  | 3004271 | 0 | 9000 | [6 empty] | 0 | 0.18 |  | 0 | 10620 |  |  | 0
|  | Total EMS Cost | EMS | [13 empty] | 0 | 102612.8 | -102612.8 |  | 0
248 | Legal Compliance | Licence and permits | Legal Compliance |  |  | 1 | 40000 | [6 empty] | 40000 |  |  | 40000 | 40000 |  |  | 40000
249 |  | Store Opening Fees | Legal Compliance |  |  | 1 | 375000 | [6 empty] | 375000 |  |  | 375000 | 375000 |  |  | 375000
250 |  | Registration fees | Legal Compliance |  |  | 1 | 100000 | [6 empty] | 75000 |  |  | 75000 | 150000 |  |  | 75000
251 |  | Broker fees | Brokerage Fees | 30096.8163 | 3002301 | 1 | 88500 | [6 empty] | 28000 | 0.18 |  | 33040 | 0 |  |  | 33040
|  | Total Legal Compliance Cost | Brokerage Fees | 30096.8163 | [12 empty] | 523040 | 565000 | -41960 |  | 523040 | 685800
|  | GRAND TOTAL |  | 220637659.8966 | [12 empty] | 3660334666.9042 | 11958180.15 | 3648376486.7542 |  | #REF! | 13096655
[15 empty] | LL Investment if any |  | 0
[15 empty] | Capex after LL Investment |  | #REF!
| Service | 3992068.1134
Note on G37: Moize Khan: 7
Note on G38: Moize Khan: 7
Note on G41: Moize Khan: 1
Note on G119: Moize Khan: 0
Note on G120: Moize Khan: 1

## Civil & Interior-BOQ
Dominos ………………….Civil & Interiors BOQ¦ Ver 4.0
1. Partition, Panelling - Sq. Ft area – one side only
2. Storage Units - Sq. Ft area – Front elevation length x Front Finished height
3. False Ceiling - Sq. Ft area – Flat surface area in reflected ceiling plan
4. Flooring - Sq. Ft. area – Internal area contained within skirting
5. Pls Note Only Bison , Marine Ply and Wpc Board to be used instead of Commercial Ply
6. Chiseling work included in the items or else specified
7. Scaffolding will be in contractor scope upto 4mtr & Above 4mtr rate will be chargeable. If required for installation of civil & MEP.
8. All Items Rates are inclusive of material lead & lift charges.
A. CIVIL & INTERIOR BOQ-Food mahal Noida |  |  |  |  | Sqft | 521
Task No. |  | Sub Task No. | Name of Item | Description of Item | Unit | Quantity | Rate | Amount
A |  |  |  | Civil Head |  |  |  | Name of Item Description of Item Civil Head
| A.1.0 |  |  | Dismantling and Demolitions |  |  |  | Name of Item Description of Item Dismantling and Demolitions
|  | a | Dismantling | Dismantling the existing flooring, ceiling, walls, partition, fixed & loose furniture, toilets, pantry, etc.Cost to include carting away all debris from site, lead and lifts, material, labours, transportation and all other incidental charges etc. complete and as directed by Site Engineer |  |  |  | Name of Item Dismantling Description of Item Dismantling the existing flooring, ceiling, walls, partition, fixed & loose furniture, toilets, pantry, etc.Cost to include carting away all debris from site, lead and lifts, material, labours, transportation and all other incidental charges etc. complete and as directed by Site Engineer
|  | a.1 |  | Brick Wall ,Wall tiles, Floor tiles, including base,Partitions,Existing Wall Plaster ,Electrical conduits ,wiring,DB,sockets and Punning removing including old plumbing and sanitary lines | Sq.ft | 0 |  | Name of Item Description of Item Brick Wall ,Wall tiles, Floor tiles, including base,Partitions,Existing Wall Plaster ,Electrical conduits ,wiring,DB,sockets and Punning removing including old plumbing and sanitary lines
|  | a.2 |  | Removal PCC of thickness upto 5 inches | Sq.ft | 0 |  | Name of Item Description of Item Removal PCC of thickness upto 5 inches
|  | a.3 |  | Removal PCC of thickness between 6 inches to 12 inches | Sq.ft | 0 |  | Name of Item Description of Item Removal PCC of thickness between 6 inches to 12 inches
|  | a.4 |  | False Ceiling removing inclusive wire & Light | Sq.ft | 0 |  | Name of Item Description of Item False Ceiling removing inclusive wire & Light
|  | a.5 |  | Façade (Including Glass ,Signgage ,Window ,Frames and ACP boxing etc) | Sq.ft | 0 |  | Name of Item Description of Item Façade (Including Glass ,Signgage ,Window ,Frames and ACP boxing etc)
|  | a.6 |  | Existing Rolling shutter removing | Sq.ft | 0 |  | Name of Item Description of Item Existing Rolling shutter removing
|  | a.7 |  | Existing Cable Trays ,Duct Removing from the site and carting away from the site | Sq.ft | 0 |  | Name of Item Description of Item Existing Cable Trays ,Duct Removing from the site and carting away from the site
|  | b | Making Core Cut | Making Core cut with Diamond cutter & clearing the debris and carting away the same from site. |  |  |  | Name of Item Making Core Cut Description of Item Making Core cut with Diamond cutter & clearing the debris and carting away the same from site.
|  | b.1 |  | Making core cutting of 75 dia | Nos. | 0.48974 |  | Name of Item Description of Item Making core cutting of 75 dia
|  | b.2 |  | Making core cutting of 100 dia | Nos. | 0.48974 |  | Name of Item Description of Item Making core cutting of 100 dia
|  | b.3 |  | Making core cutting of 150 dia | Nos. | 0 |  | Name of Item Description of Item Making core cutting of 150 dia
|  | b.4 |  | Making core cutting of 200 dia | Nos. | 0.48974 |  | Name of Item Description of Item Making core cutting of 200 dia
|  | c | Making Cut -out & Opening | Making cutouts and openings in existing walls for ducts etc. The cost to be inclusive of making good all affected areas with smooth plaster and disposal of debris at an indicated location off site. | Nos. | 0 |  | Name of Item Making Cut -out & Opening Description of Item Making cutouts and openings in existing walls for ducts etc. The cost to be inclusive of making good all affected areas with smooth plaster and disposal of debris at an indicated location off site.
Sub Total of A.1.0 | [7 empty] | Name of Item Description of Item
| A.2.0 |  |  | RCC and PCC |  |  |  | Name of Item Description of Item RCC and PCC
|  | a | PCC | Providing & Laying Plain cement concrete specified grade (M10) including the cost of centering and shuttering & required curing. Approved make cement is PPC (ACC, Ultra tech , Birla) | cuft | 0 |  | Name of Item PCC Description of Item Providing & Laying Plain cement concrete specified grade (M10) including the cost of centering and shuttering & required curing. Approved make cement is PPC (ACC, Ultra tech , Birla)
|  | b | RCC with reinforcement | Provinding & Laying in position Reinforced cement concrete of specified grade (M15) including the cost centering, shuttering , steel bending with binding wire (18 G annealed Steel wire) ,cutting & curing.Approved make cement is PPC (ACC, Ultra tech , Birla) |  |  |  | Name of Item RCC with reinforcement Description of Item Provinding & Laying in position Reinforced cement concrete of specified grade (M15) including the cost centering, shuttering , steel bending with binding wire (18 G annealed Steel wire) ,cutting & curing.Approved make cement is PPC (ACC, Ultra tech , Birla)
|  | b.1 |  | 1:2:4 (1 cement : 2 coarse sand :6 graded stone aggregate 20mm nominal size)- M15. In Shelves , counters, lintels, beams, waist slab etc. | cuft | 0 |  | Name of Item Description of Item 1:2:4 (1 cement : 2 coarse sand :6 graded stone aggregate 20mm nominal size)- M15. In Shelves , counters, lintels, beams, waist slab etc.
Sub Total of A.2.0 | [7 empty] | Name of Item Description of Item
| A.3.0 |  |  | Brick Wall and Plaster |  |  |  | Name of Item Description of Item Brick Wall and Plaster
|  | a |  | Autoclaved Aerated Concrete Block |  |  |  | Name of Item Description of Item Autoclaved Aerated Concrete Block
|  | a.1 | 4" thick AAC (Autoclaved Aerated Concrete) Block | Providing and laying autoclaved aerated cement blocks masonry with 100 mm thick AAC blocks in super structure above plinth level in cement mortar 1:4 (1 cement : 4 coarse sand ). The rate includes providing and placing in position 2 Nos 8 mm dia M.S. bars at every third course of masonry work. | Sq.Ft | 0 |  | Name of Item 4" thick AAC (Autoclaved Aerated Concrete) Block Description of Item Providing and laying autoclaved aerated cement blocks masonry with 100 mm thick AAC blocks in super structure above plinth level in cement mortar 1:4 (1 cement : 4 coarse sand ). The rate includes providing and placing in position 2 Nos 8 mm dia M.S. bars at every third course of masonry work.
|  | a.2 | 6" thick AAC (Autoclaved Aerated Concrete) Block | Providing and laying autoclaved aerated cement blocks masonry with 150 mm thick AAC blocks in super structure above plinth level in cement mortar 1:4 (1 cement : 4 coarse sand ). The rate includes providing and placing in position 2 Nos 8 mm dia M.S. bars at every third course of masonry work. | Sq.Ft | 0 |  | Name of Item 6" thick AAC (Autoclaved Aerated Concrete) Block Description of Item Providing and laying autoclaved aerated cement blocks masonry with 150 mm thick AAC blocks in super structure above plinth level in cement mortar 1:4 (1 cement : 4 coarse sand ). The rate includes providing and placing in position 2 Nos 8 mm dia M.S. bars at every third course of masonry work.
|  | b |  | Brick Work |  |  |  | Name of Item Description of Item Brick Work
|  | b.1 | 115mm thick Brick Masonry | Providing & Constructing 115mm thick wall of class1 Brick with conventional IS type bricks in 1:4 cement mortar inclusive of RCC tie member at every one meter height interval in 1:3:6 Cement Concrete with 2no. of 6mm diameter mild steel reinforcement & 2 no. of hoop iron strips 25mm x 1.6mm, painted with anti-corrosive paint, properly bent and bonded at the end ,inclusive of shuttering, scaffolding, Raking of joints and proper curing etc. complete. | Sq.Ft | 0 |  | Name of Item 115mm thick Brick Masonry Description of Item Providing & Constructing 115mm thick wall of class1 Brick with conventional IS type bricks in 1:4 cement mortar inclusive of RCC tie member at every one meter height interval in 1:3:6 Cement Concrete with 2no. of 6mm diameter mild steel reinforcement & 2 no. of hoop iron strips 25mm x 1.6mm, painted with anti-corrosive paint, properly bent and bonded at the end ,inclusive of shuttering, scaffolding, Raking of joints and proper curing etc. complete.
|  | b.2 | 230 mm thick Brick Masonry | Providing and laying 9" brick masonry work with well burnt 1st class table moulded, good quality approved bricks in 1:6 Cement Mortar (1 Cement : 6 Coarse Sand by volume) in true line, level and plumb for wall foundations, trenches, pedestals, columns, compound walls, steps, pillars etc., complete with necessary scaffolding, raking of joints, curing etc., complete as directed and specified upto plinth level. Rate to include soaking of bricks adequately before construction, complete as directed and specified. | cuft | 0 |  | Name of Item 230 mm thick Brick Masonry Description of Item Providing and laying 9" brick masonry work with well burnt 1st class table moulded, good quality approved bricks in 1:6 Cement Mortar (1 Cement : 6 Coarse Sand by volume) in true line, level and plumb for wall foundations, trenches, pedestals, columns, compound walls, steps, pillars etc., complete with necessary scaffolding, raking of joints, curing etc., complete as directed and specified upto plinth level. Rate to include soaking of bricks adequately before construction, complete as directed and specified.
|  | c |  | Plaster |  |  |  | Name of Item Description of Item Plaster
|  | c.1 | 12mm to 15mm Plastering | Plastering the Siporex / brick masonry walls with 12mm to 15mm thk. Single coat cement plaster in 1: 4 (cement : sand proportion) with chickenmesh jali wherever required, including scaffolding and curing complete as specified and as directed by Site Engineer. | Sq.Ft |  |  | Name of Item 12mm to 15mm Plastering Description of Item Plastering the Siporex / brick masonry walls with 12mm to 15mm thk. Single coat cement plaster in 1: 4 (cement : sand proportion) with chickenmesh jali wherever required, including scaffolding and curing complete as specified and as directed by Site Engineer.
Sub Total of A.3.0 | [7 empty] | Name of Item Description of Item
| A.4.0 |  |  | Brickbat Coba and Water proofing |  |  |  | Name of Item Description of Item Brickbat Coba and Water proofing
|  | a | Raised Brickbat Coba (Toilets) | Providing and laying brick-bat coba system, cm 1:3 base coat, brick-bat coba filling as per site requirement & 1:4 top-finish coat. the mortar for the brick-bat koba filling shall be cm 1:4 and admixed with integral waterproofing compound and mortar plasticizer, properly compacted, curing, complete. The top-finish coat shall be broom-finished suitable for laying tiles. The cost should include sealing the annular space between the pipe and the masonary, making khurras, river sand screened and washed, at all leads, lifts, heights, with proper slope to drain-off water entirely, complete, etc. Curing shall be done for maximum for 7 days by ponding with water or after getting checked & satisfied by Site Engineer . | cuft | 0 |  | Name of Item Raised Brickbat Coba (Toilets) Description of Item Providing and laying brick-bat coba system, cm 1:3 base coat, brick-bat coba filling as per site requirement & 1:4 top-finish coat. the mortar for the brick-bat koba filling shall be cm 1:4 and admixed with integral waterproofing compound and mortar plasticizer, properly compacted, curing, complete. The top-finish coat shall be broom-finished suitable for laying tiles. The cost should include sealing the annular space between the pipe and the masonary, making khurras, river sand screened and washed, at all leads, lifts, heights, with proper slope to drain-off water entirely, complete, etc. Curing shall be done for maximum for 7 days by ponding with water or after getting checked & satisfied by Site Engineer .
|  | b | Cinder Filling | Filling motar Light weight cinder with cement salary - Providing and laying Cinder Coba,cm 1:3 base coat, cinder filling as per site requirement & 1:4 top-finish coat. the mortar for the cinder koba filling shall be cm 1:4 and admixed with integral waterproofing compound and mortar plasticizer, properly compacted, curing, complete. The top-finish coat shall be broom-finished suitable for laying tiles. The cost should include sealing the annular space between the pipe and the masonary, making khurras, river sand screened and washed, at all leads, lifts, heights, with proper slope to drain-off water entirely, complete, etc. Curing shall be done for maximum for 7 days by ponding with water or after getting checked & satisfied by Site Engineer . | cuft | 0 |  | Name of Item Cinder Filling Description of Item Filling motar Light weight cinder with cement salary - Providing and laying Cinder Coba,cm 1:3 base coat, cinder filling as per site requirement & 1:4 top-finish coat. the mortar for the cinder koba filling shall be cm 1:4 and admixed with integral waterproofing compound and mortar plasticizer, properly compacted, curing, complete. The top-finish coat shall be broom-finished suitable for laying tiles. The cost should include sealing the annular space between the pipe and the masonary, making khurras, river sand screened and washed, at all leads, lifts, heights, with proper slope to drain-off water entirely, complete, etc. Curing shall be done for maximum for 7 days by ponding with water or after getting checked & satisfied by Site Engineer .
|  | c | Water proofing (Toilet & Kitchen sink area) | Providing of water proofing - chemical Treatment – the slab to be cleaned and apply 3 coats of chemical (FOSROC or equivalent) on the floor and on the peripheral walls up to 0.30m. b) Base coat – Applying base coat of 1:6 mortar over chemical treatment on the floor and on the peripheral walls up to 0.60m. Note - Warrantee to be provided up to 5 years | Sq. Ft | 0 |  | Name of Item Water proofing (Toilet & Kitchen sink area) Description of Item Providing of water proofing - chemical Treatment – the slab to be cleaned and apply 3 coats of chemical (FOSROC or equivalent) on the floor and on the peripheral walls up to 0.30m. b) Base coat – Applying base coat of 1:6 mortar over chemical treatment on the floor and on the peripheral walls up to 0.60m. Note - Warrantee to be provided up to 5 years
|  | d | Water proofing (Toilet & Kitchen sink area)with Membrane | P/f one layer of 3mm APP membrane waterproofing ( 1 layer of membrane & Two coat adhesive) of approved make in toilet & kitchen area or as directed by the Site Engineer minimum 2 coats with requisite adhesive / compounds as per the manufacturers specifications on floor, sunken slab and up to height of 24” on wall. Waterproofing works to be carried out by company authorised installers and guarantee/warrantee provided for 5 years. Including protection plaster Ponding test to be carried out for minimum 48 hours. Approved makes : Zydex, sika | Sq. Ft |  |  | Name of Item Water proofing (Toilet & Kitchen sink area)with Membrane Description of Item P/f one layer of 3mm APP membrane waterproofing ( 1 layer of membrane & Two coat adhesive) of approved make in toilet & kitchen area or as directed by the Site Engineer minimum 2 coats with requisite adhesive / compounds as per the manufacturers specifications on floor, sunken slab and up to height of 24” on wall. Waterproofing works to be carried out by company authorised installers and guarantee/warrantee provided for 5 years. Including protection plaster Ponding test to be carried out for minimum 48 hours. Approved makes : Zydex, sika
|  | e | Water proofing (Toilet & Kitchen sink area)with Membrane | P/f 5mm to 6 mm membrane waterproofing ( 1 layer of membrane & Two coat adhesive) of approved make in toilet & kitchen area or as directed by the Site Engineer minimum 2 coats with requisite adhesive / compounds as per the manufacturers specifications on floor, sunken slab and up to height of 24” on wall. Waterproofing works to be carried out by company authorised installers and guarantee/warrantee provided for 5 years. Including protection plaster Ponding test to be carried out for minimum 48 hours. Approved makes : Zydex, sika | Sq. Ft | 0 |  | Name of Item Water proofing (Toilet & Kitchen sink area)with Membrane Description of Item P/f 5mm to 6 mm membrane waterproofing ( 1 layer of membrane & Two coat adhesive) of approved make in toilet & kitchen area or as directed by the Site Engineer minimum 2 coats with requisite adhesive / compounds as per the manufacturers specifications on floor, sunken slab and up to height of 24” on wall. Waterproofing works to be carried out by company authorised installers and guarantee/warrantee provided for 5 years. Including protection plaster Ponding test to be carried out for minimum 48 hours. Approved makes : Zydex, sika
Sub Total of A.4.0 | [7 empty] | Name of Item Description of Item
| A.5.0 |  |  | Rolling Shutter , Awning & Mild Steel work |  |  |  | Name of Item Description of Item Rolling Shutter , Awning & Mild Steel work
|  | a | Motorized Rolling Shutter for entrance | Providing & fixing Rolling Shutter including motarized mechanism to be operated with key/switch of min. 20 guage MS sheet, including floor locks, guide rail, first quality enamel paint ( 1 coat of primer & 2 or more coat of paint until achieved smooth finish ). Rate including cost of transportation, loading, unloading, scaffolding, wastage, taxes etc. as mentioned in drawings directed by Site Engineer. | Sq. Ft | 0 |  | Name of Item Motorized Rolling Shutter for entrance Description of Item Providing & fixing Rolling Shutter including motarized mechanism to be operated with key/switch of min. 20 guage MS sheet, including floor locks, guide rail, first quality enamel paint ( 1 coat of primer & 2 or more coat of paint until achieved smooth finish ). Rate including cost of transportation, loading, unloading, scaffolding, wastage, taxes etc. as mentioned in drawings directed by Site Engineer.
|  | b | Manual Rolling Shutter with gear Box for entrance | Providing & fixing manual Rolling Shutter including manual gear box of min. 20 guage MS sheet, including floor locks, guide rail, first quality enamel paint ( 1 coat of primer & 2 or more coat of paint until achieved smooth finish ). Rate including cost of transportation, loading, unloading, scaffolding, wastage, taxes etc. as mentioned in drawings directed by Site Engineer. | Sq. Ft | 0 |  | Name of Item Manual Rolling Shutter with gear Box for entrance Description of Item Providing & fixing manual Rolling Shutter including manual gear box of min. 20 guage MS sheet, including floor locks, guide rail, first quality enamel paint ( 1 coat of primer & 2 or more coat of paint until achieved smooth finish ). Rate including cost of transportation, loading, unloading, scaffolding, wastage, taxes etc. as mentioned in drawings directed by Site Engineer.
|  | c | HEAVY M.S Work & Framework | Providing, fabricating & erection of Steel work in built up section/ framed work i/c cutting, welding, hoisting, fixing in position & applying a priming coat of approved steel primer using steel etc, as required. In structure slab (ISMB, ISMC etc.) or stringers, treads, landing of stair case i/c use of chequered plate wherever required, all complete. Including primer and 2 coat paints | KG | 703.35 |  | Name of Item HEAVY M.S Work & Framework Description of Item Providing, fabricating & erection of Steel work in built up section/ framed work i/c cutting, welding, hoisting, fixing in position & applying a priming coat of approved steel primer using steel etc, as required. In structure slab (ISMB, ISMC etc.) or stringers, treads, landing of stair case i/c use of chequered plate wherever required, all complete. Including primer and 2 coat paints
|  | d | M.s louvers with approved Paint | Providing and Fabricating M.S louvers as per detail drawing and site engineer for Gas Bank and AC Outdoor | KG | 0 |  | Name of Item M.s louvers with approved Paint Description of Item Providing and Fabricating M.S louvers as per detail drawing and site engineer for Gas Bank and AC Outdoor
|  | e | Aluminum louvers with approved Paint | Providing and Fabricating Aluminium louvers as per detail drawing and site engineer for Gas Bank and AC Outdoor / diffuser 2ft x 2ft in sqft. | KG | 0 |  | Name of Item Aluminum louvers with approved Paint Description of Item Providing and Fabricating Aluminium louvers as per detail drawing and site engineer for Gas Bank and AC Outdoor / diffuser 2ft x 2ft in sqft.
|  | f | Motorized Poly Carbonate Shutter | Providing & fixing Motorized Poly carbonate (minimimum 3mm thickness) Rolling Shutter including motarized mechanism to be operated with key/switch of min. including floor locks, guide rail, Rate including cost of transportation, loading, unloading, scaffolding, wastage, taxes etc. as mentioned in drawings directed by Site Engineer. | Sq. Ft | 0 |  | Name of Item Motorized Poly Carbonate Shutter Description of Item Providing & fixing Motorized Poly carbonate (minimimum 3mm thickness) Rolling Shutter including motarized mechanism to be operated with key/switch of min. including floor locks, guide rail, Rate including cost of transportation, loading, unloading, scaffolding, wastage, taxes etc. as mentioned in drawings directed by Site Engineer.
Sub Total of A.5.0 | [7 empty] | Name of Item Description of Item
| A.6.0 |  |  | Flooring and Cladding |  |  |  | Name of Item Description of Item Flooring and Cladding
|  | a | Tiles for Flooring (General seating area) FF 01 Kajaria -Fog Perla, cool cement, cool silver (Matt Finish) /Somany-Ethos grey (Details- Refer Material Spec. sheet) | Providing and fixing in position Glazed Vitrified Tile flooring as per detail in drawing. It shall be fixed with cement mortar of 1:4, (required mortar bed is 25mm to 50mm thk) with thick grey cement slurry, using cement grout. The job including cutting of tiles & making smooth edges wherever required for drain pipes. The work shall also include cost of materials, wastages, labour, all lead and lift at all levels, loading and unloading, transportation, curing etc. and all other incidental charges etc., complete and as directed by Engineer-in-charge. The cost should include PVC floor covering material. Including Corrugated sheet/Plastic sheet for tile Protection . (size - 600x600 mm) | Sq. Ft | 0 |  | Name of Item Tiles for Flooring (General seating area) FF 01 Kajaria -Fog Perla, cool cement, cool silver (Matt Finish) /Somany-Ethos grey (Details- Refer Material Spec. sheet) Description of Item Providing and fixing in position Glazed Vitrified Tile flooring as per detail in drawing. It shall be fixed with cement mortar of 1:4, (required mortar bed is 25mm to 50mm thk) with thick grey cement slurry, using cement grout. The job including cutting of tiles & making smooth edges wherever required for drain pipes. The work shall also include cost of materials, wastages, labour, all lead and lift at all levels, loading and unloading, transportation, curing etc. and all other incidental charges etc., complete and as directed by Engineer-in-charge. The cost should include PVC floor covering material. Including Corrugated sheet/Plastic sheet for tile Protection . (size - 600x600 mm)
|  | a(i) | Tiles for Flooring (General seating area) FF 01 Kajaria -Fog Perla, cool cement, cool silver (Matt Finish) /Somany-Ethos grey (Details- Refer Material Spec. sheet) | Providing and fixing in position Glazed Vitrified Tile flooring as per detail in drawing. It shall be fixed with cement mortar of 1:4, (required mortar bed is 25mm to 50mm thk) with thick grey cement slurry, using 4 mm spacer groove matching with floor tiles, cleaning, grouting open joint with epoxy grout etc. The job including cutting of tiles & making smooth edges wherever required for drain pipes. The work shall also include cost of materials, wastages, labour, all lead and lift at all levels, loading and unloading, transportation, curing etc. and all other incidental charges etc., complete and as directed by Engineer-in-charge. The cost should include PVC floor covering material. Including Corrugated sheet/Plastic sheet for tile Protection . (size - 600x600 mm) & |  |  |  | Name of Item Tiles for Flooring (General seating area) FF 01 Kajaria -Fog Perla, cool cement, cool silver (Matt Finish) /Somany-Ethos grey (Details- Refer Material Spec. sheet) Description of Item Providing and fixing in position Glazed Vitrified Tile flooring as per detail in drawing. It shall be fixed with cement mortar of 1:4, (required mortar bed is 25mm to 50mm thk) with thick grey cement slurry, using 4 mm spacer groove matching with floor tiles, cleaning, grouting open joint with epoxy grout etc. The job including cutting of tiles & making smooth edges wherever required for drain pipes. The work shall also include cost of materials, wastages, labour, all lead and lift at all levels, loading and unloading, transportation, curing etc. and all other incidental charges etc., complete and as directed by Engineer-in-charge. The cost should include PVC floor covering material. Including Corrugated sheet/Plastic sheet for tile Protection . (size - 600x600 mm) &
|  | b | Tiles for Flooring (Light) - (Booth seating) FF 04 - Kajaria Sheesham Rosewood/ RAK AMBER OAK or Somany Strio Verano wood Teak (Details- Refer Material Spec. sheet) | Providing and fixing in position Glazed Vitrified Tile flooring as per detail in drawing. It shall be fixed with cement mortar of 1 :4,(required mortar bed is 25mm to 50mm thk), with thick grey cement slurry, with hairline joints using cement grout. The job including cutting of tiles & making smooth edges wherever required for drain pipes. The work shall also include cost of materials, wastages, labour, all lead and lift at all levels, loading and unloading, transportation, curing etc. and all other incidental charges etc., complete and as directed by Engineer-in-charge. The cost should include PVC floor covering material. Including Corrugated Sheet /Plastic sheet for tile Tile Protection .(size - 130x800 mm)/ Option - RAK -AMBER OAK (SIZE-198X1200mm) | Sq. Ft | 0 |  | Name of Item Tiles for Flooring (Light) - (Booth seating) FF 04 - Kajaria Sheesham Rosewood/ RAK AMBER OAK or Somany Strio Verano wood Teak (Details- Refer Material Spec. sheet) Description of Item Providing and fixing in position Glazed Vitrified Tile flooring as per detail in drawing. It shall be fixed with cement mortar of 1 :4,(required mortar bed is 25mm to 50mm thk), with thick grey cement slurry, with hairline joints using cement grout. The job including cutting of tiles & making smooth edges wherever required for drain pipes. The work shall also include cost of materials, wastages, labour, all lead and lift at all levels, loading and unloading, transportation, curing etc. and all other incidental charges etc., complete and as directed by Engineer-in-charge. The cost should include PVC floor covering material. Including Corrugated Sheet /Plastic sheet for tile Tile Protection .(size - 130x800 mm)/ Option - RAK -AMBER OAK (SIZE-198X1200mm)
|  | c | Tiles for Flooring (Dark) - (Booth seating) FF 05 - Kajaria Sheesham Nero /RAK CEDAR BROWN or Strio Benz wood Nero (Details- Refer Material Spec. sheet) | Providing and fixing in position Glazed Vitrified Tile flooring as per detail in drawing. It shall be fixed with cement mortar of 1 :4, (required mortar bed is 25mm to 50mm thk), with thick grey cement slurry, with hairline joints using cement grout. The job including cutting of tiles & making smooth edges wherever required for drain pipes. The work shall also include cost of materials, wastages, labour, all lead and lift at all levels, loading and unloading, transportation, curing etc. and all other incidental charges etc., complete and as directed by Engineer-in-charge. The cost should include PVC floor covering material. Including POP /Plastic sheet for Tile Protection ..(size - 130x800mm)/ Option 2 RAK -CEDAR BROWN (SIZE-198X1200mm) | Sq. Ft | 0 |  | Name of Item Tiles for Flooring (Dark) - (Booth seating) FF 05 - Kajaria Sheesham Nero /RAK CEDAR BROWN or Strio Benz wood Nero (Details- Refer Material Spec. sheet) Description of Item Providing and fixing in position Glazed Vitrified Tile flooring as per detail in drawing. It shall be fixed with cement mortar of 1 :4, (required mortar bed is 25mm to 50mm thk), with thick grey cement slurry, with hairline joints using cement grout. The job including cutting of tiles & making smooth edges wherever required for drain pipes. The work shall also include cost of materials, wastages, labour, all lead and lift at all levels, loading and unloading, transportation, curing etc. and all other incidental charges etc., complete and as directed by Engineer-in-charge. The cost should include PVC floor covering material. Including POP /Plastic sheet for Tile Protection ..(size - 130x800mm)/ Option 2 RAK -CEDAR BROWN (SIZE-198X1200mm)
|  | d | Tiles for Flooring - FF02 Kajaria-Dessert grey, cool gris,cairo gris (Matt Finish) (Kitchen & BOH) or equivalent in somany (Details- Refer Material Spec. sheet) | Providing and fixing in position Glazed Vitrified Tile flooring as per detail in drawing. It shall be fixed with cement mortar of 1 :4, (required mortar bed is 25mm to 50mm thk),with thick grey cement slurry, with hairline joints using cement grout. The job including cutting of tiles & making smooth edges wherever required for drain pipes. The work shall also include cost of materials, wastages, labour, all lead and lift at all levels, loading and unloading, transportation, curing etc. and all other incidental charges etc., complete and as directed by Engineer-in-charge. The cost should include PVC floor covering material. Including Corrugated sheet /Plastic sheet for Tile Protection (Size - 600x600mm) | Sq. Ft | 0 |  | Name of Item Tiles for Flooring - FF02 Kajaria-Dessert grey, cool gris,cairo gris (Matt Finish) (Kitchen & BOH) or equivalent in somany (Details- Refer Material Spec. sheet) Description of Item Providing and fixing in position Glazed Vitrified Tile flooring as per detail in drawing. It shall be fixed with cement mortar of 1 :4, (required mortar bed is 25mm to 50mm thk),with thick grey cement slurry, with hairline joints using cement grout. The job including cutting of tiles & making smooth edges wherever required for drain pipes. The work shall also include cost of materials, wastages, labour, all lead and lift at all levels, loading and unloading, transportation, curing etc. and all other incidental charges etc., complete and as directed by Engineer-in-charge. The cost should include PVC floor covering material. Including Corrugated sheet /Plastic sheet for Tile Protection (Size - 600x600mm)
|  | d.1 | Tiles for Flooring -(Details- Refer Material Spec. sheet) no.- A (2a), FF02 (Kitchen & BOH) | Providing and fixing in position Glazed Vitrified Tile flooring as per detail in drawing. It shall be fixed with cement mortar of 1 :4, (required mortar bed is 25mm to 50mm thk),with thick grey cement slurry, with hairline joints using cement grout. The job including cutting of tiles & making smooth edges wherever required for drain pipes. The work shall also include cost of materials, wastages, labour, all lead and lift at all levels, loading and unloading, transportation, curing etc. and all other incidental charges etc., complete and as directed by Engineer-in-charge. The cost should include PVC floor covering material. Including Corrugated sheet /Plastic sheet for tile Protection. | Sq. Ft | 573.1 |  | Name of Item Tiles for Flooring -(Details- Refer Material Spec. sheet) no.- A (2a), FF02 (Kitchen & BOH) Description of Item Providing and fixing in position Glazed Vitrified Tile flooring as per detail in drawing. It shall be fixed with cement mortar of 1 :4, (required mortar bed is 25mm to 50mm thk),with thick grey cement slurry, with hairline joints using cement grout. The job including cutting of tiles & making smooth edges wherever required for drain pipes. The work shall also include cost of materials, wastages, labour, all lead and lift at all levels, loading and unloading, transportation, curing etc. and all other incidental charges etc., complete and as directed by Engineer-in-charge. The cost should include PVC floor covering material. Including Corrugated sheet /Plastic sheet for tile Protection.
|  | e | Tiles for Flooring (Toilet areas) Kajaria -Fog Perla , Cool cement/ cool silver (Matt Finish)(Details- Refer Material Spec. sheet) | Providing and fixing in position Tile flooring as per detail in drawing. It shall be fixed with cement mortar of 1 :4,(required mortar bed is 25mm to 50mm thk),with thick grey cement slurry, with hairline joints using cement grout. The job including cutting of tiles & making smooth edges wherever required for drain pipes. The work shall also include cost of materials, wastages, labour, all lead and lift at all levels, loading and unloading, transportation, curing etc. and all other incidental charges etc., complete and as directed by Engineer-in-charge. The cost should include PVC floor covering material. Including corrugated sheet /Plastic sheet for Tile Protection . | Sq. Ft | 0 |  | Name of Item Tiles for Flooring (Toilet areas) Kajaria -Fog Perla , Cool cement/ cool silver (Matt Finish)(Details- Refer Material Spec. sheet) Description of Item Providing and fixing in position Tile flooring as per detail in drawing. It shall be fixed with cement mortar of 1 :4,(required mortar bed is 25mm to 50mm thk),with thick grey cement slurry, with hairline joints using cement grout. The job including cutting of tiles & making smooth edges wherever required for drain pipes. The work shall also include cost of materials, wastages, labour, all lead and lift at all levels, loading and unloading, transportation, curing etc. and all other incidental charges etc., complete and as directed by Engineer-in-charge. The cost should include PVC floor covering material. Including corrugated sheet /Plastic sheet for Tile Protection .
|  | f | Skirting (General seating area) FF 01 - Kajaria - Fog Perla, cool cement, cool silver (Matt Finish) /Somany-Ethos grey. (Details- Refer Material Spec. sheet) | Providing and fixing in position 100 mm ht. Skirting as per detail in drawing. Over 20 mm thk bed of cement mortar 1:4 (cement : fine sand ) with thick grey cement slurry ,with hairline joints using cement grout. The job including cutting of tiles & making smooth edges wherever required for drain pipes. The work shall also include cost of materials, wastages, labour, all lead and lift at all levels, loading and unloading, transportation, curing etc. and all other incidental charges etc., complete and as directed by Engineer-in-charge. Finish of skirting to match with individual areas as per flooring plan. | Rft | 0 |  | Name of Item Skirting (General seating area) FF 01 - Kajaria - Fog Perla, cool cement, cool silver (Matt Finish) /Somany-Ethos grey. (Details- Refer Material Spec. sheet) Description of Item Providing and fixing in position 100 mm ht. Skirting as per detail in drawing. Over 20 mm thk bed of cement mortar 1:4 (cement : fine sand ) with thick grey cement slurry ,with hairline joints using cement grout. The job including cutting of tiles & making smooth edges wherever required for drain pipes. The work shall also include cost of materials, wastages, labour, all lead and lift at all levels, loading and unloading, transportation, curing etc. and all other incidental charges etc., complete and as directed by Engineer-in-charge. Finish of skirting to match with individual areas as per flooring plan.
|  | i | Skirting FF02 - Kajaria-Dessert grey, cool gris,cairo gris (Matt Finish) (Kitchen & BOH) or equivalent in somany. (Details- Refer Material Spec. sheet) | Providing and fixing in position 100 mm ht. Skirting as per detail in drawing. Over 20 mm thk bed of cement mortar 1:4 (cement : fine sand ) with thick grey cement slurry, with hairline joints using cement grout. The job including cutting of tiles & making smooth edges wherever required for drain pipes. The work shall also include cost of materials, wastages, labour, all lead and lift at all levels, loading and unloading, transportation, curing etc. and all other incidental charges etc., complete and as directed by Engineer-in-charge. Finish of skirting to match with individual areas as per flooring plan. | Rft | 0 |  | Name of Item Skirting FF02 - Kajaria-Dessert grey, cool gris,cairo gris (Matt Finish) (Kitchen & BOH) or equivalent in somany. (Details- Refer Material Spec. sheet) Description of Item Providing and fixing in position 100 mm ht. Skirting as per detail in drawing. Over 20 mm thk bed of cement mortar 1:4 (cement : fine sand ) with thick grey cement slurry, with hairline joints using cement grout. The job including cutting of tiles & making smooth edges wherever required for drain pipes. The work shall also include cost of materials, wastages, labour, all lead and lift at all levels, loading and unloading, transportation, curing etc. and all other incidental charges etc., complete and as directed by Engineer-in-charge. Finish of skirting to match with individual areas as per flooring plan.
|  | i.1 | Skirting -(Details- Refer Material Spec. sheet) no.- 2a, FF02 (Kitchen & BOH) | Providing and fixing in position 100 mm ht. Skirting as per detail in drawing. Over 20 mm thk bed of cement mortar 1:4 (cement : fine sand ) with thick grey cement slurry, with hairline joints using cement grout. The job including cutting of tiles & making smooth edges wherever required for drain pipes. The work shall also include cost of materials, wastages, labour, all lead and lift at all levels, loading and unloading, transportation, curing etc. and all other incidental charges etc., complete and as directed by Engineer-in-charge. Finish of skirting to match with individual areas as per flooring plan. | Rft | 108.0502 |  | Name of Item Skirting -(Details- Refer Material Spec. sheet) no.- 2a, FF02 (Kitchen & BOH) Description of Item Providing and fixing in position 100 mm ht. Skirting as per detail in drawing. Over 20 mm thk bed of cement mortar 1:4 (cement : fine sand ) with thick grey cement slurry, with hairline joints using cement grout. The job including cutting of tiles & making smooth edges wherever required for drain pipes. The work shall also include cost of materials, wastages, labour, all lead and lift at all levels, loading and unloading, transportation, curing etc. and all other incidental charges etc., complete and as directed by Engineer-in-charge. Finish of skirting to match with individual areas as per flooring plan.
|  | j | Skirting (Booth seating) FF 04 - Kajaria Sheesham Rosewood or Somany Strio Verano wood Teak . (Details- Refer Material Spec. sheet) | Providing and fixing in position 100 mm ht. Skirting as per detail in drawing.Over 20 mm thk bed of cement mortar 1:4 (cement : fine sand ) with thick grey cement slurry, with hairline joints using cement grout. The job including cutting of tiles & making smooth edges wherever required for drain pipes. The work shall also include cost of materials, wastages, labour, all lead and lift at all levels, loading and unloading, transportation, curing etc. and all other incidental charges etc., complete and as directed by Engineer-in-charge. Finish of skirting to match with individual areas as per flooring plan. | Rft | 0 |  | Name of Item Skirting (Booth seating) FF 04 - Kajaria Sheesham Rosewood or Somany Strio Verano wood Teak . (Details- Refer Material Spec. sheet) Description of Item Providing and fixing in position 100 mm ht. Skirting as per detail in drawing.Over 20 mm thk bed of cement mortar 1:4 (cement : fine sand ) with thick grey cement slurry, with hairline joints using cement grout. The job including cutting of tiles & making smooth edges wherever required for drain pipes. The work shall also include cost of materials, wastages, labour, all lead and lift at all levels, loading and unloading, transportation, curing etc. and all other incidental charges etc., complete and as directed by Engineer-in-charge. Finish of skirting to match with individual areas as per flooring plan.
|  | k | Wall Tile Cladding - 2 (Kitchen & BOH area). (Details- Refer Material Spec. sheet) no.B(3) | Providing and fixing in position dado tile of approved make & shade on any surface as per details in drawing and Over 12 mm thk bed of cement mortar 1:3 (cement : fine sand ) with thick grey cement slurry, with hairline joints using cement grout. The job including cutting of tiles & making smooth edges wherever required . The work shall also include cost of materials, wastages, labour, all lead and lift at all levels, loading and unloading, transportation, curing etc. and all other incidental charges etc. Complete as specified in the drawing & to the satisfaction of the Site Engineer. Ceramic wall tile (Printed) With customize line work | Sq. Ft |  |  | Name of Item Wall Tile Cladding - 2 (Kitchen & BOH area). (Details- Refer Material Spec. sheet) no.B(3) Description of Item Providing and fixing in position dado tile of approved make & shade on any surface as per details in drawing and Over 12 mm thk bed of cement mortar 1:3 (cement : fine sand ) with thick grey cement slurry, with hairline joints using cement grout. The job including cutting of tiles & making smooth edges wherever required . The work shall also include cost of materials, wastages, labour, all lead and lift at all levels, loading and unloading, transportation, curing etc. and all other incidental charges etc. Complete as specified in the drawing & to the satisfaction of the Site Engineer. Ceramic wall tile (Printed) With customize line work
|  | k(i) | Wall Tile Cladding - 2 (Kitchen & BOH area). (Details- Refer Material Spec. sheet) no.B(3) | Providing and fixing in position dado tile of approved make & shade on any surface as per details in drawing and Over 12 mm thk bed of cement mortar 1:3 (cement : fine sand ) with thick grey cement slurry,using 2 mm spacer groove matching with wall tiles, cleaning, grouting open joint with epoxy grout etc. The job including cutting of tiles & making smooth edges wherever required . The work shall also include cost of materials, wastages, labour, all lead and lift at all levels, loading and unloading, transportation, curing etc. and all other incidental charges etc. Complete as specified in the drawing & to the satisfaction of the Site Engineer. Ceramic wall tile (Printed) With customize line work | Sq. Ft | 345.6835 |  | Name of Item Wall Tile Cladding - 2 (Kitchen & BOH area). (Details- Refer Material Spec. sheet) no.B(3) Description of Item Providing and fixing in position dado tile of approved make & shade on any surface as per details in drawing and Over 12 mm thk bed of cement mortar 1:3 (cement : fine sand ) with thick grey cement slurry,using 2 mm spacer groove matching with wall tiles, cleaning, grouting open joint with epoxy grout etc. The job including cutting of tiles & making smooth edges wherever required . The work shall also include cost of materials, wastages, labour, all lead and lift at all levels, loading and unloading, transportation, curing etc. and all other incidental charges etc. Complete as specified in the drawing & to the satisfaction of the Site Engineer. Ceramic wall tile (Printed) With customize line work
|  | l | Wall Cladding - plain Tile (BOH & Staff changing room area). (Details- Refer Material Spec. sheet) no.B(4) | Providing and fixing in position dado tile of approved make & shade on any surface as per details in drawing and Over 12 mm thk bed of cement mortar 1:3 (cement : fine sand ) with thick grey cement slurry, with hairline joints using cement grout.The job including cutting of tiles & making smooth edges wherever required . The work shall also include cost of materials, wastages, labour, all lead and lift at all levels, loading and unloading, transportation, curing etc. and all other incidental charges etc. Complete as specified in the drawing & to the satisfaction of the Site Engineer. | Sq. Ft | 285.9769 |  | Name of Item Wall Cladding - plain Tile (BOH & Staff changing room area). (Details- Refer Material Spec. sheet) no.B(4) Description of Item Providing and fixing in position dado tile of approved make & shade on any surface as per details in drawing and Over 12 mm thk bed of cement mortar 1:3 (cement : fine sand ) with thick grey cement slurry, with hairline joints using cement grout.The job including cutting of tiles & making smooth edges wherever required . The work shall also include cost of materials, wastages, labour, all lead and lift at all levels, loading and unloading, transportation, curing etc. and all other incidental charges etc. Complete as specified in the drawing & to the satisfaction of the Site Engineer.
|  | m | Dado Tile Cladding-Plain white tiles/ Shesham Oak wood (Details- Refer Material Spec. sheet) | Providing and fixing in position dado tile of approved make & shade on any surface as per details in drawing and Over 12 mm thk bed of cement mortar 1:3 (cement : fine sand ) with thick grey cement slurry, with hairline joints using cement grout. The job including cutting of tiles & making smooth edges wherever required . The work shall also include cost of materials, wastages, labour, all lead and lift at all levels, loading and unloading, transportation, curing etc. and all other incidental charges etc. Complete as specified in the drawing & to the satisfaction of the Site Engineer. | Sq. Ft | 0 |  | Name of Item Dado Tile Cladding-Plain white tiles/ Shesham Oak wood (Details- Refer Material Spec. sheet) Description of Item Providing and fixing in position dado tile of approved make & shade on any surface as per details in drawing and Over 12 mm thk bed of cement mortar 1:3 (cement : fine sand ) with thick grey cement slurry, with hairline joints using cement grout. The job including cutting of tiles & making smooth edges wherever required . The work shall also include cost of materials, wastages, labour, all lead and lift at all levels, loading and unloading, transportation, curing etc. and all other incidental charges etc. Complete as specified in the drawing & to the satisfaction of the Site Engineer.
|  | o | Dado in Johnson Endura Stepping Stone - Dona Paula Plain (Outdoor area) or Somany Largo Riser Verde | Providing and fixing in position Glazed Vitrified Tile flooring as per detail in drawing. It shall be fixed with cement mortar of 1:3, required mortar bed is 25mm to 50mm thk), with thick grey cement slurry, using cement grout The job including cutting of tiles & making smooth edges wherever required . The work shall also include cost of materials, wastages, labour, all lead and lift at all levels, loading and unloading, transportation, curing etc. and all other incidental charges etc. Complete as specified in the drawing & to the satisfaction of the Site Engineer. | Sq. Ft | 0 |  | Name of Item Dado in Johnson Endura Stepping Stone - Dona Paula Plain (Outdoor area) or Somany Largo Riser Verde Description of Item Providing and fixing in position Glazed Vitrified Tile flooring as per detail in drawing. It shall be fixed with cement mortar of 1:3, required mortar bed is 25mm to 50mm thk), with thick grey cement slurry, using cement grout The job including cutting of tiles & making smooth edges wherever required . The work shall also include cost of materials, wastages, labour, all lead and lift at all levels, loading and unloading, transportation, curing etc. and all other incidental charges etc. Complete as specified in the drawing & to the satisfaction of the Site Engineer.
|  | n | Dado Tile Cladding - Johson- Plain grey, Gris /Somany -EC sapphire matt/Kajaria-Oslo Marfil(Toilets). (Details- Refer Material Spec. sheet) | Providing and fixing in position dado tile of approved make & shade on any surface as per details in drawing and Over 12 mm thk bed of cement mortar 1:3 (cement : fine sand ) with thick grey cement slurry or 3mm spacer.The job including cutting of tiles & making smooth edges wherever required . The work shall also include cost of materials, wastages, labour, all lead and lift at all levels, loading and unloading, transportation, curing etc. and all other incidental charges etc. Complete as specified in the drawing & to the satisfaction of the Site Engineer. | Sq. Ft | 0 |  | Name of Item Dado Tile Cladding - Johson- Plain grey, Gris /Somany -EC sapphire matt/Kajaria-Oslo Marfil(Toilets). (Details- Refer Material Spec. sheet) Description of Item Providing and fixing in position dado tile of approved make & shade on any surface as per details in drawing and Over 12 mm thk bed of cement mortar 1:3 (cement : fine sand ) with thick grey cement slurry or 3mm spacer.The job including cutting of tiles & making smooth edges wherever required . The work shall also include cost of materials, wastages, labour, all lead and lift at all levels, loading and unloading, transportation, curing etc. and all other incidental charges etc. Complete as specified in the drawing & to the satisfaction of the Site Engineer.
|  | o | Dado Tile Cladding - White Tile in Staff Toilet or changing room | Providing and fixing in position dado tile (White Tile ) as per details in drawing and Over 12 mm thk bed of cement mortar 1:3 (cement : fine sand ) with thick grey cement slurry, with hairline joints using cement grout. The job including cutting of tiles & making smooth edges wherever required . The work shall also include cost of materials, wastages, labour, all lead and lift at all levels, loading and unloading, transportation, curing etc. and all other incidental charges etc. Complete as specified in the drawing & to the satisfaction of the Site Engineer. (Size - 200x250mm) | Sq. Ft | 0 |  | Name of Item Dado Tile Cladding - White Tile in Staff Toilet or changing room Description of Item Providing and fixing in position dado tile (White Tile ) as per details in drawing and Over 12 mm thk bed of cement mortar 1:3 (cement : fine sand ) with thick grey cement slurry, with hairline joints using cement grout. The job including cutting of tiles & making smooth edges wherever required . The work shall also include cost of materials, wastages, labour, all lead and lift at all levels, loading and unloading, transportation, curing etc. and all other incidental charges etc. Complete as specified in the drawing & to the satisfaction of the Site Engineer. (Size - 200x250mm)
|  | p | Granite (Jet Black) Frame | Providing and Fixing 19mm thick, upto 6" wide granite door frames with 6mm champhered edges machine polished edges externally and internally. Rate to include cutting/moulding/polishing/Transport etc. Complete as specified in the drawing & to the satisfaction of the Architect & Site-in-charge. (required mortar bed is 25mm to 50mm thk) | RFt | 56.789 |  | Name of Item Granite (Jet Black) Frame Description of Item Providing and Fixing 19mm thick, upto 6" wide granite door frames with 6mm champhered edges machine polished edges externally and internally. Rate to include cutting/moulding/polishing/Transport etc. Complete as specified in the drawing & to the satisfaction of the Architect & Site-in-charge. (required mortar bed is 25mm to 50mm thk)
|  | q | Granite (Jet Black/Steel grey) Band | Providing & Fixing 6" -8" wide band of granite of approved shade & sample. It shall be fixed along the doors. (it shall be flushed with finished edge of the wall) with 1:3 cement mortar as per detailed design & shall be flushed with adjoining flooring, etc. Minimum 15 mm | RFt | 22.1946 |  | Name of Item Granite (Jet Black/Steel grey) Band Description of Item Providing & Fixing 6" -8" wide band of granite of approved shade & sample. It shall be fixed along the doors. (it shall be flushed with finished edge of the wall) with 1:3 cement mortar as per detailed design & shall be flushed with adjoining flooring, etc. Minimum 15 mm
|  | r | Jet Black Granite | Providing and Fixing 19mm thick black granite on floor. Rate to include cutting/moulding/polishing/Installation/Transport etc. Complete as specified in the drawing & to the satisfaction of the Architect & Site-in-charge.(required mortar bed is 25mm thk) | sq ft | 0 |  | Name of Item Jet Black Granite Description of Item Providing and Fixing 19mm thick black granite on floor. Rate to include cutting/moulding/polishing/Installation/Transport etc. Complete as specified in the drawing & to the satisfaction of the Architect & Site-in-charge.(required mortar bed is 25mm thk)
|  | s | Granite-cheema white | Providing and Fixing 19mm thick granite-cheema white on floor. Rate to include cutting/moulding/polishing/Installation/Transport etc. Complete as specified in the drawing & to the satisfaction of the Architect & Site-in-charge.(required mortar bed is 25mm thk) | RO | 32.0936 |  | Name of Item Granite-cheema white Description of Item Providing and Fixing 19mm thick granite-cheema white on floor. Rate to include cutting/moulding/polishing/Installation/Transport etc. Complete as specified in the drawing & to the satisfaction of the Architect & Site-in-charge.(required mortar bed is 25mm thk) | Added on 20/05/2024
|  | u | Dado Tile Cladding on Counter- 130 x 800 mm - Sheesham Rosewood (Herringbone pattern).(Details- Refer Material Spec. sheet) | Providing and fixing in position Glazed Vitrified Tile Dado on Makeline & POS counter as per detail in drawing. Over 12 mm thk bed of cement mortar 1:4 (cement : fine sand ) with thick grey cement slurry, with hairline joints. The job including cutting of tiles & making smooth edges wherever required for drain pipes. The work shall also include cost of materials, wastages, labour, all lead and lift at all levels, loading and unloading, transportation, curing etc. and all other incidental charges etc., complete and as directed by Engineer-in-charge. The cost should include PVC floor covering material. | Sq. Ft | 0 |  | Name of Item Dado Tile Cladding on Counter- 130 x 800 mm - Sheesham Rosewood (Herringbone pattern).(Details- Refer Material Spec. sheet) Description of Item Providing and fixing in position Glazed Vitrified Tile Dado on Makeline & POS counter as per detail in drawing. Over 12 mm thk bed of cement mortar 1:4 (cement : fine sand ) with thick grey cement slurry, with hairline joints. The job including cutting of tiles & making smooth edges wherever required for drain pipes. The work shall also include cost of materials, wastages, labour, all lead and lift at all levels, loading and unloading, transportation, curing etc. and all other incidental charges etc., complete and as directed by Engineer-in-charge. The cost should include PVC floor covering material.
|  | u(i) | Dado Tile Cladding on Counter- 130 x 800 mm - Sheesham Rosewood (Herringbone pattern).(Details- Refer Material Spec. sheet) | Providing and fixing in position Glazed Vitrified Tile Dado on Makeline & POS counter as per detail in drawing. Over 12 mm thk bed of cement mortar 1:4 (cement : fine sand ) with thick grey cement slurry, using 2 mm spacer groove matching with wall tiles, cleaning, grouting open joint with epoxy grout etc The job including cutting of tiles & making smooth edges wherever required for drain pipes. The work shall also include cost of materials, wastages, labour, all lead and lift at all levels, loading and unloading, transportation, curing etc. and all other incidental charges etc., complete and as directed by Engineer-in-charge. The cost should include PVC floor covering material. | Sq. Ft | 0 |  | Name of Item Dado Tile Cladding on Counter- 130 x 800 mm - Sheesham Rosewood (Herringbone pattern).(Details- Refer Material Spec. sheet) Description of Item Providing and fixing in position Glazed Vitrified Tile Dado on Makeline & POS counter as per detail in drawing. Over 12 mm thk bed of cement mortar 1:4 (cement : fine sand ) with thick grey cement slurry, using 2 mm spacer groove matching with wall tiles, cleaning, grouting open joint with epoxy grout etc The job including cutting of tiles & making smooth edges wherever required for drain pipes. The work shall also include cost of materials, wastages, labour, all lead and lift at all levels, loading and unloading, transportation, curing etc. and all other incidental charges etc., complete and as directed by Engineer-in-charge. The cost should include PVC floor covering material.
|  | v | Dado Tile Cladding on Counter area wall- 100 x 300 mm - Red Subway tiles | Providing and fixing in position dado tile of approved make & shade on any surface as per details in drawing and Over 12 mm thk bed of cement mortar 1:3 (cement : fine sand ) with thick grey cement slurry, with hairline joints using cement grout or 3mm spacer.The job including cutting of tiles & making smooth edges wherever required . The work shall also include cost of materials, wastages, labour, all lead and lift at all levels, loading and unloading, transportation, curing etc. and all other incidental charges etc. Complete as specified in the drawing & to the satisfaction of the Site Engineer. | sqft | 31.26 |  | Name of Item Dado Tile Cladding on Counter area wall- 100 x 300 mm - Red Subway tiles Description of Item Providing and fixing in position dado tile of approved make & shade on any surface as per details in drawing and Over 12 mm thk bed of cement mortar 1:3 (cement : fine sand ) with thick grey cement slurry, with hairline joints using cement grout or 3mm spacer.The job including cutting of tiles & making smooth edges wherever required . The work shall also include cost of materials, wastages, labour, all lead and lift at all levels, loading and unloading, transportation, curing etc. and all other incidental charges etc. Complete as specified in the drawing & to the satisfaction of the Site Engineer.
|  | w | Counter Cladding with engraved logo | Providing and Fixing engraved logo and letter over finished surface of Main order counter to be developed from drawing. facia made out of 18mm thk MDF in base with 2mm thk.router cut metal sheet finished with sand plasting.Rate to include cutting//Installation/Transport etc. Complete as specified in the drawing & to the satisfaction of the Architect & Site-in-charge (background to be specified as per drawing) | RO |  |  | Name of Item Counter Cladding with engraved logo Description of Item Providing and Fixing engraved logo and letter over finished surface of Main order counter to be developed from drawing. facia made out of 18mm thk MDF in base with 2mm thk.router cut metal sheet finished with sand plasting.Rate to include cutting//Installation/Transport etc. Complete as specified in the drawing & to the satisfaction of the Architect & Site-in-charge (background to be specified as per drawing) | Added on 20/05/2024
|  | x | Counter Cladding with Fluted panel | Providing and Fixing flured panel and facia made out of 18mm thk MDF in base with 2mm thk.router cut metal sheet finished with sand plasting.Rate to include cutting//Installation/Transport etc. Complete as specified in the drawing & to the satisfaction of the Architect & Site-in-charge (background to be specified as per drawing) | sqft | 42.7741 |  | Name of Item Counter Cladding with Fluted panel Description of Item Providing and Fixing flured panel and facia made out of 18mm thk MDF in base with 2mm thk.router cut metal sheet finished with sand plasting.Rate to include cutting//Installation/Transport etc. Complete as specified in the drawing & to the satisfaction of the Architect & Site-in-charge (background to be specified as per drawing)
Sub Total of A.6.0 | [7 empty] | Name of Item Description of Item
B |  |  |  | Interior Head |  |  |  | Name of Item Description of Item Interior Head
| B.1.0 |  |  | False Ceiling |  |  |  | Name of Item Description of Item False Ceiling
|  | a | Gypsum False Ceiling | Gypsum Board false Ceiling: Providing, fabrication and fixing in position of false ceiling ( height will be decided on the spot as per site conditions) by fixing 12 mm Th. Gypsum Board sheets on frame work of GI sheet section. The main runners of 22 gauge GI sheet and cross runners of 24 gauge GI sheet must be framed to form a mesh of 2’0”x2’0” c/c. The Gypsum Board must be fixed to the GI frame and joint to be properly filled in with POP paste and paper tape to get a leveled smooth ceiling. Recessing of the Gypsum Board for light fixtures must be done along with extra frame work of GI sheet section to hold the concealed light fixtures etc. directed by the site engineer | Sq. Ft | 0 |  | Name of Item Gypsum False Ceiling Description of Item Gypsum Board false Ceiling: Providing, fabrication and fixing in position of false ceiling ( height will be decided on the spot as per site conditions) by fixing 12 mm Th. Gypsum Board sheets on frame work of GI sheet section. The main runners of 22 gauge GI sheet and cross runners of 24 gauge GI sheet must be framed to form a mesh of 2’0”x2’0” c/c. The Gypsum Board must be fixed to the GI frame and joint to be properly filled in with POP paste and paper tape to get a leveled smooth ceiling. Recessing of the Gypsum Board for light fixtures must be done along with extra frame work of GI sheet section to hold the concealed light fixtures etc. directed by the site engineer
|  | b | Bison False ceiling | Providing and Fixing in position suspended type 12 mm Bison Board False Ceiling with required M.S frame (50x50 mm ,18 gauge with 1 coat of primer & 2 or more coat of paint until achieved smooth finish as per drawing) work/ fixing arrangement of 2'x2' c/c and accessories, including groove joint filler, tapes, cut out for lights, & fixing for cove/ pelmet / box of approved size with necessary M.S. brackets / supports for light fittings / A.C. grills / Blinds, cleaning etc. complete as per detail drawing, as specified and as directed by Site Engineer. | sqft | 0 |  | Name of Item Bison False ceiling Description of Item Providing and Fixing in position suspended type 12 mm Bison Board False Ceiling with required M.S frame (50x50 mm ,18 gauge with 1 coat of primer & 2 or more coat of paint until achieved smooth finish as per drawing) work/ fixing arrangement of 2'x2' c/c and accessories, including groove joint filler, tapes, cut out for lights, & fixing for cove/ pelmet / box of approved size with necessary M.S. brackets / supports for light fittings / A.C. grills / Blinds, cleaning etc. complete as per detail drawing, as specified and as directed by Site Engineer.
|  | c | ACP Fale Ceiling. (Details- Refer Material Spec. sheet) | Providing and Fixing in position suspended type 4mm thk ACP False Ceiling with required M.S frame 50x50 mm ,18 Gauge and work/ fixing arrangement of 2'x2' c/c and accessories, including groove joint filler, tapes, cut out for lights, & fixing for cove/ pelmet / box of approved size with necessary M.S. brackets / supports for light fittings / Blinds, cleaning etc. complete as per detail drawing, as specified and as directed by Site Engineer. | sqft | 0 |  | Name of Item ACP Fale Ceiling. (Details- Refer Material Spec. sheet) Description of Item Providing and Fixing in position suspended type 4mm thk ACP False Ceiling with required M.S frame 50x50 mm ,18 Gauge and work/ fixing arrangement of 2'x2' c/c and accessories, including groove joint filler, tapes, cut out for lights, & fixing for cove/ pelmet / box of approved size with necessary M.S. brackets / supports for light fittings / Blinds, cleaning etc. complete as per detail drawing, as specified and as directed by Site Engineer.
Sub Total of B.1.0 | [7 empty] | Name of Item Description of Item
| B.2.0 |  |  | Ceiling Elements |  |  |  | Name of Item Description of Item Ceiling Elements
|  | a | Ceiling Suspended metal framing (Community Seating Ceiling ) | Providing and Fixing in position Ceiling Suspended Metal Grid frame (1500 x 900 )mm made out of 25x25mm m.s. hollow box pipe finished with approved shade of .5 micron powder coat . Also to have 10 mm dia m.s. rods placed on every 110 mm c/c horizontaly & verticaly, finish with approved shade of powder coat. Necessary suspension arrangement to be done with m.s. string to fix with m.s. plate & anchor fasteners to the RCC slab. Complete as per detail drawing, as specified and as directed by SIte Engineer. | Sq. Ft | 0 |  | Name of Item Ceiling Suspended metal framing (Community Seating Ceiling ) Description of Item Providing and Fixing in position Ceiling Suspended Metal Grid frame (1500 x 900 )mm made out of 25x25mm m.s. hollow box pipe finished with approved shade of .5 micron powder coat . Also to have 10 mm dia m.s. rods placed on every 110 mm c/c horizontaly & verticaly, finish with approved shade of powder coat. Necessary suspension arrangement to be done with m.s. string to fix with m.s. plate & anchor fasteners to the RCC slab. Complete as per detail drawing, as specified and as directed by SIte Engineer.
|  | b | Baffles Ceiling -Wooden rafter with rubber wood/Ash wood (Booth seating) | Providing and Fixing 125mm X 25mm thick wood finish with natural clear polish make suspended from ceiling. Complete as specified in the drawing & to the satisfaction of the Architect & Site-in-charge. | R.ft | 0 |  | Name of Item Baffles Ceiling -Wooden rafter with rubber wood/Ash wood (Booth seating) Description of Item Providing and Fixing 125mm X 25mm thick wood finish with natural clear polish make suspended from ceiling. Complete as specified in the drawing & to the satisfaction of the Architect & Site-in-charge.
New Item |  | c | Suspended Wooden Ceiling frame with mesh | Providing and fixing ceiling made with 40mm X 40mm thick steam beach wooden finished with natural polish and metal mesh thk 2 to 3mm as/appd. shade.Complete as specified in the drawing & to the satisfaction of the Architect & Site-in-charge. | Sq. Ft | 0 |  | Name of Item Suspended Wooden Ceiling frame with mesh Description of Item Providing and fixing ceiling made with 40mm X 40mm thick steam beach wooden finished with natural polish and metal mesh thk 2 to 3mm as/appd. shade.Complete as specified in the drawing & to the satisfaction of the Architect & Site-in-charge.
New Item |  | d | Suspended metal Ceiling in MS frame for booth sofa | Providing and fixing 40X40 mm M.S. tubular section as per design , finished with black matt powder coat to be fixed from floor till approved hieght above booth area .Complete as specified in the drawing & to the satisfaction of the Architect & Site-in-charge. | Sq. Ft | 0 |  | Name of Item Suspended metal Ceiling in MS frame for booth sofa Description of Item Providing and fixing 40X40 mm M.S. tubular section as per design , finished with black matt powder coat to be fixed from floor till approved hieght above booth area .Complete as specified in the drawing & to the satisfaction of the Architect & Site-in-charge.
Sub Total of B.2.0 | [7 empty] | Name of Item Description of Item
| B.3.0 |  |  | Wall Claddings / Wall Partitions /Claddings |  |  |  | Name of Item Description of Item Wall Claddings / Wall Partitions /Claddings
|  | a | Ply Partition - P2 | Providing and fixing in position full height ply Partition as mentioned in drawing made out of 12mm thk. Marine ply to be fixed on both sides with necessary aluminum /M.S sections, framing details as mentioned above - a.(i). Items include making, cut-out for electrical swtich plates , swtich boxes and 4" ht skirting as per drawing and direction .Plyboard make should be GREEN, CENTURY 0R EQUIVALENT. (Surface area of single side will be consider for billing) | Sq. Ft | 14.2754 |  | Name of Item Ply Partition - P2 Description of Item Providing and fixing in position full height ply Partition as mentioned in drawing made out of 12mm thk. Marine ply to be fixed on both sides with necessary aluminum /M.S sections, framing details as mentioned above - a.(i). Items include making, cut-out for electrical swtich plates , swtich boxes and 4" ht skirting as per drawing and direction .Plyboard make should be GREEN, CENTURY 0R EQUIVALENT. (Surface area of single side will be consider for billing)
|  | b | Marine Ply | Providing & Fixing 12 mm Marine Ply on Existing Provided Surface. Rate will exclude cost of framing | Sqft | 44.4413 |  | Name of Item Marine Ply Description of Item Providing & Fixing 12 mm Marine Ply on Existing Provided Surface. Rate will exclude cost of framing
|  | b.1 | Marine Ply | Providing & Fixing 19 mm Marine Ply on Existing Provided Surface. Rate will exclude cost of framing | Sq.ft | 3.9492 |  | Name of Item Marine Ply Description of Item Providing & Fixing 19 mm Marine Ply on Existing Provided Surface. Rate will exclude cost of framing
|  | b.2 | Marine Ply | Providing & Fixing 19 mm marine ply to be fixed with wooden gitty and the wall undulation to be covered by cement plaster | Sqft | 0 |  | Name of Item Marine Ply Description of Item Providing & Fixing 19 mm marine ply to be fixed with wooden gitty and the wall undulation to be covered by cement plaster
|  | c | Prelam Panelling (Base for Vinyl pasting) - PN2 Upto 2500mm level from FFL | Providing and fixing in position Panelling made out of 12mm thk. Prelam Board on one side with necessary aluminum /M.S sections ( 25 mm x 35 mm x 1.5 mm ) framework at 600mm c/c both ways. Wood work to be treated with anti termite treatment.and edges to be finish with matching PVC Tape . Complete as per decoration plan and as specified & directed by Site Engineer. (Surface Area of the partition shall be measured for billing) | Sq. Ft | 0 |  | Name of Item Prelam Panelling (Base for Vinyl pasting) - PN2 Upto 2500mm level from FFL Description of Item Providing and fixing in position Panelling made out of 12mm thk. Prelam Board on one side with necessary aluminum /M.S sections ( 25 mm x 35 mm x 1.5 mm ) framework at 600mm c/c both ways. Wood work to be treated with anti termite treatment.and edges to be finish with matching PVC Tape . Complete as per decoration plan and as specified & directed by Site Engineer. (Surface Area of the partition shall be measured for billing)
|  | d | Prelam on Existing Surface | Providing and fixing in position Panelling made out of 12mm thk. Prelam Board on Existing Provided Surface. edges to be finish with matching PVC Tape . Complete as per decoration plan and as specified & directed by Site Engineer. (Surface Area of the partition shall be measured for billing) & (Rate will exclude the cost of framing) | Sq. Ft | 0 |  | Name of Item Prelam on Existing Surface Description of Item Providing and fixing in position Panelling made out of 12mm thk. Prelam Board on Existing Provided Surface. edges to be finish with matching PVC Tape . Complete as per decoration plan and as specified & directed by Site Engineer. (Surface Area of the partition shall be measured for billing) & (Rate will exclude the cost of framing)
|  | e | WPC board (Base for Vinyl Pasting)PN2.2 | Providing and fixing in position Panelling made out of 8mm thk. WPC on one side with necessary Aluminium /M.S sections ( 25 mm x 35 mm x 1.5 mm ) framework at 600mm c/c both ways. Complete as per decoration plan and as specified & directed by Site Engineer. (Surface Area of the partition shall be measured for billing) | Sft | 0 |  | Name of Item WPC board (Base for Vinyl Pasting)PN2.2 Description of Item Providing and fixing in position Panelling made out of 8mm thk. WPC on one side with necessary Aluminium /M.S sections ( 25 mm x 35 mm x 1.5 mm ) framework at 600mm c/c both ways. Complete as per decoration plan and as specified & directed by Site Engineer. (Surface Area of the partition shall be measured for billing)
|  | e.1 | WPC board on Existing Surface | Providing and fixing in position Panelling made out of 8mm thk. WPC on Existing Surface. Complete as per decoration plan and as specified & directed by Site Engineer. (Surface Area of the partition shall be measured for billing).Rate will exclude cost of framing | Sft | 0 |  | Name of Item WPC board on Existing Surface Description of Item Providing and fixing in position Panelling made out of 8mm thk. WPC on Existing Surface. Complete as per decoration plan and as specified & directed by Site Engineer. (Surface Area of the partition shall be measured for billing).Rate will exclude cost of framing
|  | f | Ply Panelling - PN3 | Providing and fixing in position Panelling made out of 12mm thk. Marine ply on one side with necessary aluminum /M.S sections ( 25 mm x 35 mm x 1.5 mm )framework at 600mm c/c both ways. Wood work to be treated with anti termite treatment. Complete as per decoration plan and as specified & directed by Site Engineer. (Surface Area of the partition shall be measured for billing) | Sq. Ft | 88.57 |  | Name of Item Ply Panelling - PN3 Description of Item Providing and fixing in position Panelling made out of 12mm thk. Marine ply on one side with necessary aluminum /M.S sections ( 25 mm x 35 mm x 1.5 mm )framework at 600mm c/c both ways. Wood work to be treated with anti termite treatment. Complete as per decoration plan and as specified & directed by Site Engineer. (Surface Area of the partition shall be measured for billing)
|  | g | Laminate on panelling | Providing and fixing in position 1mm Thk. Laminate (14554 RH Hooked Holz Acasia) OR (5082 LOUSIANA OAK) of merinolam make. Complete as per details in drawing and as specified & directed by Site Engineer. (surface area shall be measured for billing) on Columns upto 2500 mm & Booth seating cladding upto 900 mm of customer area | Sq. Ft | 0 |  | Name of Item Laminate on panelling Description of Item Providing and fixing in position 1mm Thk. Laminate (14554 RH Hooked Holz Acasia) OR (5082 LOUSIANA OAK) of merinolam make. Complete as per details in drawing and as specified & directed by Site Engineer. (surface area shall be measured for billing) on Columns upto 2500 mm & Booth seating cladding upto 900 mm of customer area
|  | h | Laminate (Staff changing room) | Providing and fixing in position 1mm Thk. Laminate (21141 Snow White) of Merinolam make. Complete as per details in drawing and as specified & directed by Site Engineer. (surface area shall be measured for billing) | Sq. Ft | 0 |  | Name of Item Laminate (Staff changing room) Description of Item Providing and fixing in position 1mm Thk. Laminate (21141 Snow White) of Merinolam make. Complete as per details in drawing and as specified & directed by Site Engineer. (surface area shall be measured for billing)
|  | i | Wall Corner Guard | Providing & fixing 15mmX15mmX2mm anodized Aluminium finish corner guard in approved shade powder coat matching to tile color above skirting level upto 2500 mm. | R. Ft | 55.0697 |  | Name of Item Wall Corner Guard Description of Item Providing & fixing 15mmX15mmX2mm anodized Aluminium finish corner guard in approved shade powder coat matching to tile color above skirting level upto 2500 mm.
|  | j | MS Tube Wall guards for articlad | Providing & fixing MS Tube 25mmX25mm finish in black Powder coat (0.5 micron) for Booth area articlad wall till skirting level as/drawing. | R. Ft | 38.6582 |  | Name of Item MS Tube Wall guards for articlad Description of Item Providing & fixing MS Tube 25mmX25mm finish in black Powder coat (0.5 micron) for Booth area articlad wall till skirting level as/drawing.
|  | k | Floor Transition strip | Providing & fixing 15mm wide 'T' shape anodized Aluminium Transition strip | R. Ft | 11.3578 |  | Name of Item Floor Transition strip Description of Item Providing & fixing 15mm wide 'T' shape anodized Aluminium Transition strip
|  | l op1 | Dado Brick / Tile Cladding - 3 (Booth seating area)-(ACG 795 Articlad-Aggregate Material-German Handmade) | Providing and fixing in position Brick / Brick finish dado tile as per drawing . Its shall be fixed with chemical (Laticrete L335) & grout -Roff Rainbow -khaki of approved make & shade directly on wall. Complete as specified in the drawing & to the satisfaction of the Architect & Site-in-charge.(Cost will include of Articlad directly on wall, Moratar Mixture Average thich 12-15mm , 1:4) | Sq. Ft | 0 |  | Name of Item Dado Brick / Tile Cladding - 3 (Booth seating area)-(ACG 795 Articlad-Aggregate Material-German Handmade) Description of Item Providing and fixing in position Brick / Brick finish dado tile as per drawing . Its shall be fixed with chemical (Laticrete L335) & grout -Roff Rainbow -khaki of approved make & shade directly on wall. Complete as specified in the drawing & to the satisfaction of the Architect & Site-in-charge.(Cost will include of Articlad directly on wall, Moratar Mixture Average thich 12-15mm , 1:4)
|  | l op2 | Dado Brick / Tile Cladding - 3 (Booth seating area)-(ACG 795 Articlad- Aggregate Material-German Handmade) | Providing and fixing in position Brick / Brick finish dado tile with grout -Roff Rainbow -khaki of approved make of approved make & shade on Existing provided surface as per details in drawing and as specified & directed by Site Engineer. (Cost will include of Articlad & Moratar Mixture Average thich 12-15mm , 1:4) | Sq. Ft | 0 |  | Name of Item Dado Brick / Tile Cladding - 3 (Booth seating area)-(ACG 795 Articlad- Aggregate Material-German Handmade) Description of Item Providing and fixing in position Brick / Brick finish dado tile with grout -Roff Rainbow -khaki of approved make of approved make & shade on Existing provided surface as per details in drawing and as specified & directed by Site Engineer. (Cost will include of Articlad & Moratar Mixture Average thich 12-15mm , 1:4)
|  | l op3 | Dado Brick / Tile Cladding - 3 (Booth seating area)-Unistone (Zara cotswold) | Providing and fixing in Unistone Wall Cladding Tile as per drawing . Its shall be fixed with chemical (Laticrete L335) & matching grout of approved make & shade on brick wall surface and as specified & directed by Site Engineer.( Moratar Mixture Average thich 12-15mm , 1:4) | Sq. Ft | 0 |  | Name of Item Dado Brick / Tile Cladding - 3 (Booth seating area)-Unistone (Zara cotswold) Description of Item Providing and fixing in Unistone Wall Cladding Tile as per drawing . Its shall be fixed with chemical (Laticrete L335) & matching grout of approved make & shade on brick wall surface and as specified & directed by Site Engineer.( Moratar Mixture Average thich 12-15mm , 1:4)
|  | l op4 | Dado Brick / Tile Cladding - 3 (Booth seating area)-MCM(Code -A Series Brick 54058) | Providing and fixing in position Brick / Brick finish dado Clay tile as per drawings . Its shall be fixed with chemical (Laticrete L335) & matching grout of approved make & shade on brick Wall Surface details as mentioned above on any surface as per details in drawing and as specified & directed by Site Engineer.((Cost will include of tiles cladding, Mortar Mixture Thick 12-15 mm, 1:4) | Sq. Ft | 0 |  | Name of Item Dado Brick / Tile Cladding - 3 (Booth seating area)-MCM(Code -A Series Brick 54058) Description of Item Providing and fixing in position Brick / Brick finish dado Clay tile as per drawings . Its shall be fixed with chemical (Laticrete L335) & matching grout of approved make & shade on brick Wall Surface details as mentioned above on any surface as per details in drawing and as specified & directed by Site Engineer.((Cost will include of tiles cladding, Mortar Mixture Thick 12-15 mm, 1:4)
|  | m op1 | Dado Brick / Tile Cladding - White Brick at Entrance area-Articlad ACG 555 Exterior Grade-Aggregate Material-German Handmade | Providing and fixing in position Brick / Brick finish dado tile coated with exterior grade sealer with 8mmX4mm . Its shall be fixed with chemical (Laticrete L335) & grout- Roff Snow White on brick wall surface. Complete as specified in the drawing & to the satisfaction of the Architect & Site-in-charge.(Cost will include of Articlad. Mortar Mixture Thick 12-15 mm, 1:4) | Sq. Ft | 0 |  | Name of Item Dado Brick / Tile Cladding - White Brick at Entrance area-Articlad ACG 555 Exterior Grade-Aggregate Material-German Handmade Description of Item Providing and fixing in position Brick / Brick finish dado tile coated with exterior grade sealer with 8mmX4mm . Its shall be fixed with chemical (Laticrete L335) & grout- Roff Snow White on brick wall surface. Complete as specified in the drawing & to the satisfaction of the Architect & Site-in-charge.(Cost will include of Articlad. Mortar Mixture Thick 12-15 mm, 1:4)
|  | m op2 | Dado Brick / Tile Cladding - White Brick at Entrance area-MCM Clay Tile(Code -K series ,facing brick /052) | Providing and fixing in position Brick / Brick finish dado clay tile on brick wall surface Complete as specified in the drawing & to the satisfaction of the Architect & Site-in-charge.(Cost will include Mortar Mixture Thick 12-15 mm, 1:4) | Sq. Ft | 0 |  | Name of Item Dado Brick / Tile Cladding - White Brick at Entrance area-MCM Clay Tile(Code -K series ,facing brick /052) Description of Item Providing and fixing in position Brick / Brick finish dado clay tile on brick wall surface Complete as specified in the drawing & to the satisfaction of the Architect & Site-in-charge.(Cost will include Mortar Mixture Thick 12-15 mm, 1:4)
|  | m op3 | Dado Brick / Tile Cladding - White Brick at Entrance area- Unistone (Dholpur) | Providing and fixing in position Brick / Brick finish dado clay tile on direcet brick wall surface Complete as specified in the drawing & to the satisfaction of the Architect & Site-in-charge. (Cost will include Mortar Mixture Thick 12-15 mm, 1:4) | Sq. Ft | 0 |  | Name of Item Dado Brick / Tile Cladding - White Brick at Entrance area- Unistone (Dholpur) Description of Item Providing and fixing in position Brick / Brick finish dado clay tile on direcet brick wall surface Complete as specified in the drawing & to the satisfaction of the Architect & Site-in-charge. (Cost will include Mortar Mixture Thick 12-15 mm, 1:4)
|  | n | Framing for articlad | Providing and fixing 10 mm shera board with MS section of 25 mm * 25mm *1.5 mm(18 guage) as per drawings . | sq.ft | 0 |  | Name of Item Framing for articlad Description of Item Providing and fixing 10 mm shera board with MS section of 25 mm * 25mm *1.5 mm(18 guage) as per drawings .
|  | o | Exterior Textured Paint (Spectrum/Equivalent -Graniplast stone dust finish) on facade portal- Refer material specification sheet | Providing and applying textured Paint on wall including 10-12 mm groove (as per drawing) of two coats of approved make & shade . Filling the dents with approved Acrylic putty gypsum / or approved crack filler, binder, cleaning and making the surface dust free, preparing surfaces, applying a coat of sealer or primer as per the manufacturers specifications. Applying two under coats and one finished coat of paint to achieve the required finish including scrapping the existing paint, scaffolding, cleaning etc. Complete as per detail drawing and as directed by Engineer-in-charge. | Sq. Ft | 0 |  | Name of Item Exterior Textured Paint (Spectrum/Equivalent -Graniplast stone dust finish) on facade portal- Refer material specification sheet Description of Item Providing and applying textured Paint on wall including 10-12 mm groove (as per drawing) of two coats of approved make & shade . Filling the dents with approved Acrylic putty gypsum / or approved crack filler, binder, cleaning and making the surface dust free, preparing surfaces, applying a coat of sealer or primer as per the manufacturers specifications. Applying two under coats and one finished coat of paint to achieve the required finish including scrapping the existing paint, scaffolding, cleaning etc. Complete as per detail drawing and as directed by Engineer-in-charge.
|  | p | Wooden Rafter Panelling | Providing and fixing in position wooden rafter paneling.Rafter size 25x25mm x Length as per designed elevation to be achieved and finished in clear polish.Rafters to be fixed directly on clear surface of wall with gitti and screwed. Rate will include cost of framing.Wood- rubber wood/ steam beech | RO |  |  | Name of Item Wooden Rafter Panelling Description of Item Providing and fixing in position wooden rafter paneling.Rafter size 25x25mm x Length as per designed elevation to be achieved and finished in clear polish.Rafters to be fixed directly on clear surface of wall with gitti and screwed. Rate will include cost of framing.Wood- rubber wood/ steam beech | Added on 15/05/2024
|  | q | Wooden partition | Providing & Fixing wooden partition made with 40mmX 40mm thk steam beach wooden frame finished with natural polish & Mesh As/ appd. Shade.Complete as per details drawings and as directed by engineer-in-charge. | RO |  |  | Name of Item Wooden partition Description of Item Providing & Fixing wooden partition made with 40mmX 40mm thk steam beach wooden frame finished with natural polish & Mesh As/ appd. Shade.Complete as per details drawings and as directed by engineer-in-charge. | Added on 15/05/2024
|  | r | Metal Framing for Signage (Order & Pickup) | Provinding & Fixing Signage frame made with 40mm x 40mm x 2.5mm MS Tube Section with 3mm thk & perforated sheet, finished with black matt powder coating. Complete as per details drawings and as directed by engineer-in-charge. | RO |  |  | Name of Item Metal Framing for Signage (Order & Pickup) Description of Item Provinding & Fixing Signage frame made with 40mm x 40mm x 2.5mm MS Tube Section with 3mm thk & perforated sheet, finished with black matt powder coating. Complete as per details drawings and as directed by engineer-in-charge. | Added on 15/05/2025
|  | s | Metal Screen/partition | Providing & Fixing metal screen made with 25mm x 25mm MS tube section with 3mm thk perforated sheet fixed inside perforation size 6 to 8 mm dia, finished with black matt powder coating.Complete as per details drawings and as directed by engineer-in-charge. | RO |  |  | Name of Item Metal Screen/partition Description of Item Providing & Fixing metal screen made with 25mm x 25mm MS tube section with 3mm thk perforated sheet fixed inside perforation size 6 to 8 mm dia, finished with black matt powder coating.Complete as per details drawings and as directed by engineer-in-charge. | Added on 15/05/2026
|  | t | Corrugated wall cladding sheets -dado with ply base | Providing and Fixing corrugated sheet cladding on wall. Rate to include cutting/framing/fixing/Installation/Transport etc. Complete as specified in the drawing & to the satisfaction of the Architect & Site-in-charge. | Sqft | 0 |  | Name of Item Corrugated wall cladding sheets -dado with ply base Description of Item Providing and Fixing corrugated sheet cladding on wall. Rate to include cutting/framing/fixing/Installation/Transport etc. Complete as specified in the drawing & to the satisfaction of the Architect & Site-in-charge. | Added on 20/05/2024
|  | u | Corrugated wall cladding sheets with Mural art work . | Providing and Fixing corrugated sheet cladding on wall with mural art work. Rate to include cutting/framing/fixing/Installation/Transport etc. Complete as specified in the drawing & to the satisfaction of the Architect & Site-in-charge. | RO | 0 |  | Name of Item Corrugated wall cladding sheets with Mural art work . Description of Item Providing and Fixing corrugated sheet cladding on wall with mural art work. Rate to include cutting/framing/fixing/Installation/Transport etc. Complete as specified in the drawing & to the satisfaction of the Architect & Site-in-charge. | Added on 20/05/2024
|  | v | Aluminium frame with Aluminium Mesh with texture powder coated | Providing and Fixing aluminium mesh jali on approved MS frame with tubular section of 25x25mm finished with Matt black powder coating to be cladded over finished surface/ texture paint wall. Rate to include cutting/framing/fixing/Installation/Transport etc. Complete as specified in the drawing & to the satisfaction of the Architect & Site-in-charge. | RO | 0 |  | Name of Item Aluminium frame with Aluminium Mesh with texture powder coated Description of Item Providing and Fixing aluminium mesh jali on approved MS frame with tubular section of 25x25mm finished with Matt black powder coating to be cladded over finished surface/ texture paint wall. Rate to include cutting/framing/fixing/Installation/Transport etc. Complete as specified in the drawing & to the satisfaction of the Architect & Site-in-charge. | Added on 20/05/2024
Sub Total of B.3.0 | [7 empty] | Name of Item Description of Item
| B.4.0 |  |  | Doors & Windows |  |  |  | Name of Item Description of Item Doors & Windows
|  | a | Main Entry Glass Door with metal frame as per drawing- 6 ft wide | Providing and Fixing in position Main Entry Door as per details in drawings including outer Alunimium sections 70 mm x 50 mm and 8 mm toughened clear glass to be fixed rubber beading and hardware including S.S Brush Finish Handle 1200 mm ht (square one) with inbuilt locking and Aluminium Frame to be finish in powder coated grey (Shade-Graphite Black RAL 9011) . (Cost will include all hardwares including Hinges ,Handle , Brush seal etc) | Sq.ft | 0 |  | Name of Item Main Entry Glass Door with metal frame as per drawing- 6 ft wide Description of Item Providing and Fixing in position Main Entry Door as per details in drawings including outer Alunimium sections 70 mm x 50 mm and 8 mm toughened clear glass to be fixed rubber beading and hardware including S.S Brush Finish Handle 1200 mm ht (square one) with inbuilt locking and Aluminium Frame to be finish in powder coated grey (Shade-Graphite Black RAL 9011) . (Cost will include all hardwares including Hinges ,Handle , Brush seal etc)
|  | b | Single Leaf Flush Door -With Vision Panel (SDP Entry) With Teak wood frame- 3ft wide | Providing and Fixing in position 35 mm Thk. wooden flush door including Vision Panel size of ( 300 x 500 mm ) & section on Teak Wood Door Frame of specified size, section well notched & screwed with cutting of grooves, edges, mouldings over rough ground including necessary hardware, fittings, fixtures, conch bolt, 150 mm high, 2mm thick s.s kick Plate, Door closure ,Handle,Lock as mentioned in drg,bitumen paint to non exposed surface, lacquer/melamine polish matching to Laminate on door frames & Horizontal grain Laminate on the panel from both sides of approved make & shade, etc. complete as per detail drawing, as specified and as directed by engineer-in-charge.(Cost will include all the hardwares mentioned above including brush seal) | Sq.ft | 0 |  | Name of Item Single Leaf Flush Door -With Vision Panel (SDP Entry) With Teak wood frame- 3ft wide Description of Item Providing and Fixing in position 35 mm Thk. wooden flush door including Vision Panel size of ( 300 x 500 mm ) & section on Teak Wood Door Frame of specified size, section well notched & screwed with cutting of grooves, edges, mouldings over rough ground including necessary hardware, fittings, fixtures, conch bolt, 150 mm high, 2mm thick s.s kick Plate, Door closure ,Handle,Lock as mentioned in drg,bitumen paint to non exposed surface, lacquer/melamine polish matching to Laminate on door frames & Horizontal grain Laminate on the panel from both sides of approved make & shade, etc. complete as per detail drawing, as specified and as directed by engineer-in-charge.(Cost will include all the hardwares mentioned above including brush seal)
|  | b.1 | Single Leaf Flush Door - With Vision Panel with Granite framing (SDP Entry) | Providing and Fixing in position 35 mm Thk. wooden flush door including Vision Panel size of ( 300 x 500 mm ) with Granite frame including necessary hardware, fittings,pivot hinges ,fixtures, conch bolt, 150 mm high ,2 mm thick s.s kick Plate, Door closure ,Handle,Lock as mentioned in drg,bitumen paint to non exposed surface, Lacquer/melamine polish matching to Laminate on door frames & Horizontal grain Laminate on the panel from both sides of approved make & shade, etc. complete as per detail drawing, as specified and as directed by engineer-in-charge. (Cost will include all the hardwares mentioned above and brush seal) | Sq.ft | 0 |  | Name of Item Single Leaf Flush Door - With Vision Panel with Granite framing (SDP Entry) Description of Item Providing and Fixing in position 35 mm Thk. wooden flush door including Vision Panel size of ( 300 x 500 mm ) with Granite frame including necessary hardware, fittings,pivot hinges ,fixtures, conch bolt, 150 mm high ,2 mm thick s.s kick Plate, Door closure ,Handle,Lock as mentioned in drg,bitumen paint to non exposed surface, Lacquer/melamine polish matching to Laminate on door frames & Horizontal grain Laminate on the panel from both sides of approved make & shade, etc. complete as per detail drawing, as specified and as directed by engineer-in-charge. (Cost will include all the hardwares mentioned above and brush seal)
|  | b.2 | Single Leaf Fire Rated Flush Door -D2V With Vision Panel without door frame ( Back Exit) | Providing and Fixing in position 35 mm Thk. Fire Rated wooden flush door including vision panel (300*500 mm) including necessary hardware, fittings, fixtures, conch bolt, 150 mm high ,2 mm thick s.s kick Plate, Door closure ,Handle,Lock as mentioned in drg, bitumen paint to non exposed surface, melamine polish matching to Laminate on door frames & Horizontal grain Laminate on the panel from both sides of approved make & shade, etc. complete as per detail drawing, as specified and as directed by engineer-in-charge.(Cost will include all the hardwares mentioned above) size as per site | Sq.ft | 0 |  | Name of Item Single Leaf Fire Rated Flush Door -D2V With Vision Panel without door frame ( Back Exit) Description of Item Providing and Fixing in position 35 mm Thk. Fire Rated wooden flush door including vision panel (300*500 mm) including necessary hardware, fittings, fixtures, conch bolt, 150 mm high ,2 mm thick s.s kick Plate, Door closure ,Handle,Lock as mentioned in drg, bitumen paint to non exposed surface, melamine polish matching to Laminate on door frames & Horizontal grain Laminate on the panel from both sides of approved make & shade, etc. complete as per detail drawing, as specified and as directed by engineer-in-charge.(Cost will include all the hardwares mentioned above) size as per site
|  | c | Single Leaf Flush Door -D2(Back Exit Door ,Toilet ) | Providing and Fixing in position 35 mm Thk. wooden flush door & section on Teak Wood Door Frame of specified size, section well notched & screwed with cutting of grooves, edges, mouldings over rough ground including necessary hardware, fittings, fixtures, conch bolt, 150 mm high s.s kick Plate (1.5 thickness), Door closure ,Handle,Lock as mentioned in drg, bitumen paint to non exposed surface, matt melamine polish matching to Laminate on door frames & Horizontal grain Laminate on the panel from both sides of approved make & shade, etc. complete as per detail drawing, as specified and as directed by engineer-in-charge. (Cost will include all the hardwares mentioned above) | Sq.ft | 48.4009 |  | Name of Item Single Leaf Flush Door -D2(Back Exit Door ,Toilet ) Description of Item Providing and Fixing in position 35 mm Thk. wooden flush door & section on Teak Wood Door Frame of specified size, section well notched & screwed with cutting of grooves, edges, mouldings over rough ground including necessary hardware, fittings, fixtures, conch bolt, 150 mm high s.s kick Plate (1.5 thickness), Door closure ,Handle,Lock as mentioned in drg, bitumen paint to non exposed surface, matt melamine polish matching to Laminate on door frames & Horizontal grain Laminate on the panel from both sides of approved make & shade, etc. complete as per detail drawing, as specified and as directed by engineer-in-charge. (Cost will include all the hardwares mentioned above)
|  | c.1 | Single Leaf Flush Door -D2 without Door Frame (Back Exit Door ,Toilet ) | Providing and Fixing in position 35 mm Thk. wooden flush door including necessary hardware, fittings, fixtures, conch bolt, 150 mm high s.s kick Plate (1.5 thickness), Door closure ,Handle,Lock as mentioned in drg, bitumen paint to non exposed surface, matt Lacquer /melamine polish matching to Laminate on door frames & Horizontal grain Laminate on the panel from both sides of approved make & shade, etc. complete as per detail drawing, as specified and as directed by engineer-in-charge. (Cost will include all the hardwares mentioned above, including brush seal) | Sq.ft | 0 |  | Name of Item Single Leaf Flush Door -D2 without Door Frame (Back Exit Door ,Toilet ) Description of Item Providing and Fixing in position 35 mm Thk. wooden flush door including necessary hardware, fittings, fixtures, conch bolt, 150 mm high s.s kick Plate (1.5 thickness), Door closure ,Handle,Lock as mentioned in drg, bitumen paint to non exposed surface, matt Lacquer /melamine polish matching to Laminate on door frames & Horizontal grain Laminate on the panel from both sides of approved make & shade, etc. complete as per detail drawing, as specified and as directed by engineer-in-charge. (Cost will include all the hardwares mentioned above, including brush seal)
|  | d | Swing Single Leaf Flush Door -D2SV with Vision Panel (Kitchen to BOH) | Providing and Fixing Wooden Swing door in position 35 mm Thk. wooden flush door including Vision Panel size of (300 x 500 )& section on Teak Wood Door Frame of specified size, section well notched & screwed with cutting of grooves, edges, mouldings over rough ground wooden frame cutting of grooves, edges, mouldings including necessary hardware including floor spring ,150 mm high s.s kick Plate,Handle,Lock as mentioned in drg, bitumen paint to non exposed surface, melamine polish matching to Laminate on door frames & Horizontal grain Laminate on the panel from both sides of approved make & shade etc. complete as per detail drawing, as specified and as directed by engineer-in-charge. (Cost will include all the hardwares mentioned above) | Sq.ft | 0 |  | Name of Item Swing Single Leaf Flush Door -D2SV with Vision Panel (Kitchen to BOH) Description of Item Providing and Fixing Wooden Swing door in position 35 mm Thk. wooden flush door including Vision Panel size of (300 x 500 )& section on Teak Wood Door Frame of specified size, section well notched & screwed with cutting of grooves, edges, mouldings over rough ground wooden frame cutting of grooves, edges, mouldings including necessary hardware including floor spring ,150 mm high s.s kick Plate,Handle,Lock as mentioned in drg, bitumen paint to non exposed surface, melamine polish matching to Laminate on door frames & Horizontal grain Laminate on the panel from both sides of approved make & shade etc. complete as per detail drawing, as specified and as directed by engineer-in-charge. (Cost will include all the hardwares mentioned above)
|  | e | Fire Exit door | Metal fire door 2 hr fire rating with 35-40 mm thickness , vision panel (300*300) mm with push type panic bar, powder coated (Off white)As specified by project incharge(Navair/Shakti/Radiant)(FRG Glass- Saint Gobain/Asahi/Equivalent) | sqft | 0 |  | Name of Item Fire Exit door Description of Item Metal fire door 2 hr fire rating with 35-40 mm thickness , vision panel (300*300) mm with push type panic bar, powder coated (Off white)As specified by project incharge(Navair/Shakti/Radiant)(FRG Glass- Saint Gobain/Asahi/Equivalent)
|  | f | Swing Single Leaf Flush Door -D2SV without door Frame (Kitchen to BOH) | Providing and Fixing Wooden Swing door in position 35 mm Thk. wooden flush door including Vision Panel size of (300 x 500 ) including necessary hardware including floor spring ,150 mm high s.s kick Plate,Handle,Lock as mentioned in drg,bitumen paint to non exposed surface, lacquer/melamine polish matching to Laminate on door frames & Horizontal grain Laminate on the panel from both sides of approved make & shade etc. complete as per detail drawing, as specified and as directed by engineer-in-charge. (Cost will include all the hardwares mentioned above) | Sq.ft | 0 |  | Name of Item Swing Single Leaf Flush Door -D2SV without door Frame (Kitchen to BOH) Description of Item Providing and Fixing Wooden Swing door in position 35 mm Thk. wooden flush door including Vision Panel size of (300 x 500 ) including necessary hardware including floor spring ,150 mm high s.s kick Plate,Handle,Lock as mentioned in drg,bitumen paint to non exposed surface, lacquer/melamine polish matching to Laminate on door frames & Horizontal grain Laminate on the panel from both sides of approved make & shade etc. complete as per detail drawing, as specified and as directed by engineer-in-charge. (Cost will include all the hardwares mentioned above)
|  | g | Counter Swing Door | 19 MM Thk Solid Core Counter Swing Door with double side Piano S.S hinge 2 nos as mention in the detail drawing and as directed by Site Engineer .Door Front finish to be done with as / Approved Tile with 38 mm corian Profile in all the sides of tile and top of Swing Door and Door inside finish with Approved Laminate. 19 MM thick patti on all the edges on all three sides (Cost will include all the hardwares mentioned above) | Sq.ft | 0 |  | Name of Item Counter Swing Door Description of Item 19 MM Thk Solid Core Counter Swing Door with double side Piano S.S hinge 2 nos as mention in the detail drawing and as directed by Site Engineer .Door Front finish to be done with as / Approved Tile with 38 mm corian Profile in all the sides of tile and top of Swing Door and Door inside finish with Approved Laminate. 19 MM thick patti on all the edges on all three sides (Cost will include all the hardwares mentioned above)
Sub Total of B.4.0 | [7 empty] | Name of Item Description of Item
| B.5.0 |  |  | P.O.P/Painting |  |  |  | Name of Item Description of Item P.O.P/Painting
|  | a | POP Punning | Providing & applying wall punning up to 12mm to 15mm thick layer of super fine Plaster of Paris applied on specified area over existing plastered surface on walls and columns, to be finished smooth. Surface to be prepared by hacking, sand papering and applying coat of cement slurry if required including all incidentals, making grooves, patties, sills etc. complete and as directed by engineer in charge. The finish surface should be smooth, cover up all the patch work done by electrical agencies so as to avoid unevenness and ready to take on paint. Rate including cost of transportation, loading, unloading, scaffolding, wastage, taxes etc. as directed by Engineer-in-charge. | Sq. Ft | 0 |  | Name of Item POP Punning Description of Item Providing & applying wall punning up to 12mm to 15mm thick layer of super fine Plaster of Paris applied on specified area over existing plastered surface on walls and columns, to be finished smooth. Surface to be prepared by hacking, sand papering and applying coat of cement slurry if required including all incidentals, making grooves, patties, sills etc. complete and as directed by engineer in charge. The finish surface should be smooth, cover up all the patch work done by electrical agencies so as to avoid unevenness and ready to take on paint. Rate including cost of transportation, loading, unloading, scaffolding, wastage, taxes etc. as directed by Engineer-in-charge.
|  | a.1 | POP Punning | Providing & applying wall punning up to 6 mm thick layer of super fine Plaster of Paris applied on specified area over existing plastered surface on walls and columns, to be finished smooth. Surface to be prepared by hacking, sand papering and applying coat of cement slurry if required including all incidentals, making grooves, patties, sills etc. complete and as directed by engineer in charge. The finish surface should be smooth, cover up all the patch work done by electrical agencies so as to avoid unevenness and ready to take on paint. Rate including cost of transportation, loading, unloading, scaffolding, wastage, taxes etc. as directed by Engineer-in-charge. | Sq. Ft | 876.5304 |  | Name of Item POP Punning Description of Item Providing & applying wall punning up to 6 mm thick layer of super fine Plaster of Paris applied on specified area over existing plastered surface on walls and columns, to be finished smooth. Surface to be prepared by hacking, sand papering and applying coat of cement slurry if required including all incidentals, making grooves, patties, sills etc. complete and as directed by engineer in charge. The finish surface should be smooth, cover up all the patch work done by electrical agencies so as to avoid unevenness and ready to take on paint. Rate including cost of transportation, loading, unloading, scaffolding, wastage, taxes etc. as directed by Engineer-in-charge.
|  | b | Painting - Asain coal mine 8301 (Vertical Exposed Surfaces) | Providing and applying asain Paint on wall of approved make & shade filling the dents with approved Acrylic putty gypsum / or approved crack filler, binder, cleaning and making the surface dust free, preparing surfaces, applying a coat of sealer or primer as per the manufacturers specifications, applying two under coats and one finished coat of paint to achieve the required finish including scrapping the existing paint, scaffolding, cleaning etc. complete as per detail drawing, as specified and as directed by Engineer-in-charge. | Sq. Ft | 166.72 |  | Name of Item Painting - Asain coal mine 8301 (Vertical Exposed Surfaces) Description of Item Providing and applying asain Paint on wall of approved make & shade filling the dents with approved Acrylic putty gypsum / or approved crack filler, binder, cleaning and making the surface dust free, preparing surfaces, applying a coat of sealer or primer as per the manufacturers specifications, applying two under coats and one finished coat of paint to achieve the required finish including scrapping the existing paint, scaffolding, cleaning etc. complete as per detail drawing, as specified and as directed by Engineer-in-charge.
|  | c | Painting - Solen grey 8302 Dark Shade -Highlighter wall (Vertical Exposed Surfaces) | Providing and applying asain Paint on wall of approved make & shade filling the dents with approved Acrylic putty gypsum / or approved crack filler, binder, cleaning and making the surface dust free, preparing surfaces, applying a coat of sealer or primer as per the manufacturers specifications, applying two under coats and one finished coat of paint to achieve the required finish including scrapping the existing paint, scaffolding, cleaning etc. complete as per detail drawing, as specified and as directed by Engineer-in-charge. | Sq. Ft | 0 |  | Name of Item Painting - Solen grey 8302 Dark Shade -Highlighter wall (Vertical Exposed Surfaces) Description of Item Providing and applying asain Paint on wall of approved make & shade filling the dents with approved Acrylic putty gypsum / or approved crack filler, binder, cleaning and making the surface dust free, preparing surfaces, applying a coat of sealer or primer as per the manufacturers specifications, applying two under coats and one finished coat of paint to achieve the required finish including scrapping the existing paint, scaffolding, cleaning etc. complete as per detail drawing, as specified and as directed by Engineer-in-charge.
|  | d | Painting -Grey Matter 8304 Light Shade (Vertical Exposed Surfaces) | Providing and applying asain Paint on wall of approved make & shade filling the dents with approved Acrylic putty gypsum / or approved crack filler, binder, cleaning and making the surface dust free, preparing surfaces, applying a coat of sealer or primer as per the manufacturers specifications, applying two under coats and one finished coat of paint to achieve the required finish including scrapping the existing paint, scaffolding, cleaning etc. complete as per detail drawing, as specified and as directed by Engineer-in-charge. | Sq. Ft | 0 |  | Name of Item Painting -Grey Matter 8304 Light Shade (Vertical Exposed Surfaces) Description of Item Providing and applying asain Paint on wall of approved make & shade filling the dents with approved Acrylic putty gypsum / or approved crack filler, binder, cleaning and making the surface dust free, preparing surfaces, applying a coat of sealer or primer as per the manufacturers specifications, applying two under coats and one finished coat of paint to achieve the required finish including scrapping the existing paint, scaffolding, cleaning etc. complete as per detail drawing, as specified and as directed by Engineer-in-charge.
|  | c | Painting - Textured Paint -(Details- Refer Material Spec. sheet) (Vertical Exposed Surfaces) | Providing and applying textured Paint on wall of two coates of approved make & shade filling the dents with approved Acrylic putty gypsum / or approved crack filler, binder, cleaning and making the surface dust free, preparing surfaces, applying a coat of sealer or primer as per the manufacturers specifications, applying two under coats and one finished coat of paint to achieve the required finish including scrapping the existing paint, scaffolding, cleaning etc. complete as per detail drawing, as specified and as directed by Engineer-in-charge. | Sq. Ft | 0 |  | Name of Item Painting - Textured Paint -(Details- Refer Material Spec. sheet) (Vertical Exposed Surfaces) Description of Item Providing and applying textured Paint on wall of two coates of approved make & shade filling the dents with approved Acrylic putty gypsum / or approved crack filler, binder, cleaning and making the surface dust free, preparing surfaces, applying a coat of sealer or primer as per the manufacturers specifications, applying two under coats and one finished coat of paint to achieve the required finish including scrapping the existing paint, scaffolding, cleaning etc. complete as per detail drawing, as specified and as directed by Engineer-in-charge.
|  | e | Painting - Asain coal mine 8301 (Ceiling) | Providing and applying Plastic Emulsion Paint on Ceiling of approved make & shade filling the dents with approved Acrylic putty gypsum / or approved crack filler, binder, cleaning and making the surface dust free, preparing surfaces, applying a coat of sealer or primer as per the manufacturers specifications, applying two under coats and one finished coat of paint to achieve the required finish including scrapping the existing paint, scaffolding, cleaning etc. complete as per detail drawing, as specified and as directed by Engineer-in-charge. | Sq. Ft | 521 |  | Name of Item Painting - Asain coal mine 8301 (Ceiling) Description of Item Providing and applying Plastic Emulsion Paint on Ceiling of approved make & shade filling the dents with approved Acrylic putty gypsum / or approved crack filler, binder, cleaning and making the surface dust free, preparing surfaces, applying a coat of sealer or primer as per the manufacturers specifications, applying two under coats and one finished coat of paint to achieve the required finish including scrapping the existing paint, scaffolding, cleaning etc. complete as per detail drawing, as specified and as directed by Engineer-in-charge.
|  | f | Enamel Paint | Providing and Applying synthetic enamel paint (Armada Blue) of approved make & Shade on Metal surfaces.to be prepared by rubbing with coarser sand paper suitable for painting by filling all dents and crack & two coat of primer .The rate includes scrapping ,Filling with Putty etc complete. - Colour and pattern to be specified at site by site supervisor.Approved make - Asain paint | sq.ft | 66.3754 |  | Name of Item Enamel Paint Description of Item Providing and Applying synthetic enamel paint (Armada Blue) of approved make & Shade on Metal surfaces.to be prepared by rubbing with coarser sand paper suitable for painting by filling all dents and crack & two coat of primer .The rate includes scrapping ,Filling with Putty etc complete. - Colour and pattern to be specified at site by site supervisor.Approved make - Asain paint
|  | g | Duco Paint | Providing and Applying Duco spray paint (Armada Blue) of approved make on Wooden /Expose metal frame. Surface to be prepared by rubbing wooden surface with coarser sand paper suitable duco paint putty to be applied and finish with priemer .The rate includes scrapping ,Filling with Putty etc completein spec. Approved make - Asain paint | sq.ft | 82.9432 |  | Name of Item Duco Paint Description of Item Providing and Applying Duco spray paint (Armada Blue) of approved make on Wooden /Expose metal frame. Surface to be prepared by rubbing wooden surface with coarser sand paper suitable duco paint putty to be applied and finish with priemer .The rate includes scrapping ,Filling with Putty etc completein spec. Approved make - Asain paint
Sub Total of B.5.0 | [7 empty] | Name of Item Description of Item
C |  |  |  | Exterior Head |  |  |  | Name of Item Description of Item Exterior Head
| C.1.0 |  |  | Façade Work |  |  |  | Name of Item Description of Item Façade Work
|  | a | Corrugated Sheet with Aluminium Framing | Providing and fixing in position GI sheet made out of 22 gauage GI-V shape round banding sheet & finished with powder coating (Armada Blue) to be fixed on 100x50x60 mm Aluminium/MS frame work with 2mm thk & 50x50 mm aluminium/MS angle to be painted with anti- corrosion paint on all side and powder coated aluminium rectangular tube border size 100x25x1.5 to be fixed all round the signage. Complete as per store front details and specified in drawing. | Sq. Ft | 0 |  | Name of Item Corrugated Sheet with Aluminium Framing Description of Item Providing and fixing in position GI sheet made out of 22 gauage GI-V shape round banding sheet & finished with powder coating (Armada Blue) to be fixed on 100x50x60 mm Aluminium/MS frame work with 2mm thk & 50x50 mm aluminium/MS angle to be painted with anti- corrosion paint on all side and powder coated aluminium rectangular tube border size 100x25x1.5 to be fixed all round the signage. Complete as per store front details and specified in drawing.
|  | b | ACP Sheet with Framing | Providing and fixing Aluminium Composite Panels (ACP) of 4mm thick to be fixed on MS frame 50x25x2 mm (cutting, welding, hoisting,) fixing in position & applying a primer coat of approved. The composite panel should consist of 3mm thermolastic core LDPE sandwiched between 2 skins of 0.5 thick aluminium sheet (alloy designation 310s) making a total panel thickness of 4mm. Complete as per store front details and specified in drawing. Make- Alucobond/ Alstrong/Eurobond or equivalent. | Sq. Ft |  |  | Name of Item ACP Sheet with Framing Description of Item Providing and fixing Aluminium Composite Panels (ACP) of 4mm thick to be fixed on MS frame 50x25x2 mm (cutting, welding, hoisting,) fixing in position & applying a primer coat of approved. The composite panel should consist of 3mm thermolastic core LDPE sandwiched between 2 skins of 0.5 thick aluminium sheet (alloy designation 310s) making a total panel thickness of 4mm. Complete as per store front details and specified in drawing. Make- Alucobond/ Alstrong/Eurobond or equivalent.
|  | c | Screen Module at Entrance | Providing and fixing in position screen module as per details in drawing . Provision for Glass panel shutter made up from 19 mm Marine PLY frame & 10 mm toughened Glass and Ply framing boxing to be made with necessary locking arrangement, Hinges,150x 150 mm ,fastener & Dorma Patch Fitting for Shutter .Complete as per detail drawing and as specified & directed by Site Engineer. (Length & width of the partition shall be measured for billing.) | Nos | 0.48974 |  | Name of Item Screen Module at Entrance Description of Item Providing and fixing in position screen module as per details in drawing . Provision for Glass panel shutter made up from 19 mm Marine PLY frame & 10 mm toughened Glass and Ply framing boxing to be made with necessary locking arrangement, Hinges,150x 150 mm ,fastener & Dorma Patch Fitting for Shutter .Complete as per detail drawing and as specified & directed by Site Engineer. (Length & width of the partition shall be measured for billing.)
|  | d | Promo Panel | Proving & Fixing of heavy duty cable turnking box at the floor and ceiling/ beam with help of nessacary arrangement. Fixing of at digital display (LED TV) approved size at cable turnking box witg nessacary arrangement and powder coating to be done for cable trunking box in approved shade. All the necessary arrangements to be done for thinclient fixing, Also all the cables to be trunked in the cable trucking box. | Nos |  |  | Name of Item Promo Panel Description of Item Proving & Fixing of heavy duty cable turnking box at the floor and ceiling/ beam with help of nessacary arrangement. Fixing of at digital display (LED TV) approved size at cable turnking box witg nessacary arrangement and powder coating to be done for cable trunking box in approved shade. All the necessary arrangements to be done for thinclient fixing, Also all the cables to be trunked in the cable trucking box.
|  | e | Fixed Glass with Aluminium Frame at entrance | Providing and fixing in position fixed 10 mm toughened glass pratition with As/approved powder coated (ARMADA BLUE) or colour matching to pantone shade PMS 2965 C aluminium outer frame of 40x45x1.5mm from inside with toughened glass.Complete as per details in drawing. | Sq. Ft | 0 |  | Name of Item Fixed Glass with Aluminium Frame at entrance Description of Item Providing and fixing in position fixed 10 mm toughened glass pratition with As/approved powder coated (ARMADA BLUE) or colour matching to pantone shade PMS 2965 C aluminium outer frame of 40x45x1.5mm from inside with toughened glass.Complete as per details in drawing.
|  | f | Fixed Glass with Aluminium Frame at entrance | Providing and fixing in position fixed 10 mm Toughened glass partition with As/approved poweder coated on Aluminium frame of 45 x 25 mm section with glazing rubber and intermediate sections of 45 x 25 from outside and 45 x 25 from inside with toughened glass. Complete as per details in drawing. (Surface area of the partition shall be measured for billing.) | Sq. Ft | 0 |  | Name of Item Fixed Glass with Aluminium Frame at entrance Description of Item Providing and fixing in position fixed 10 mm Toughened glass partition with As/approved poweder coated on Aluminium frame of 45 x 25 mm section with glazing rubber and intermediate sections of 45 x 25 from outside and 45 x 25 from inside with toughened glass. Complete as per details in drawing. (Surface area of the partition shall be measured for billing.)
|  | g | 25 x 25mm Duco Painted | Providing and fixing in position metal section of 25 x 25 x1.5 mm Duco Painted in matt finish blue Paint. | R. Ft | 0 |  | Name of Item 25 x 25mm Duco Painted Description of Item Providing and fixing in position metal section of 25 x 25 x1.5 mm Duco Painted in matt finish blue Paint.
|  | h | Trap door for rolling shutter | Providing and fixing in position Trap door for rolling shutter made out of 8mm thk bison board finished with approved paint, shade to match white brick cladding. complete as per details in drawing and as specified & directed by Site Engineer. | Sq. Ft | 0 |  | Name of Item Trap door for rolling shutter Description of Item Providing and fixing in position Trap door for rolling shutter made out of 8mm thk bison board finished with approved paint, shade to match white brick cladding. complete as per details in drawing and as specified & directed by Site Engineer.
|  | i | Foot Matt for Door 6' | Providing and fixing in position foot maat for door 6' of size 6'x2' on out side main door & inside back side exit door. Recessed within tiles | Sq. Ft | 0 |  | Name of Item Foot Matt for Door 6' Description of Item Providing and fixing in position foot maat for door 6' of size 6'x2' on out side main door & inside back side exit door. Recessed within tiles
|  | j | Foot Matt for Door 3'6'' | Providing and fixing in position foot maat for door 3'6'' of size 4''x2' on out side main door & inside back side exit door. Recessed within tiles | Sq. Ft |  |  | Name of Item Foot Matt for Door 3'6'' Description of Item Providing and fixing in position foot maat for door 3'6'' of size 4''x2' on out side main door & inside back side exit door. Recessed within tiles
Sub Total of C.1.0 | [7 empty] | Name of Item Description of Item
D |  |  |  | Wood Work |  |  |  | Name of Item Description of Item Wood Work
| D.1.0 |  |  | Furniture /WOOD Work |  |  |  | Name of Item Description of Item Furniture /WOOD Work
|  | a | Order Counter | Providing and fixing in position Order counter : Counter top finished in 6mm thick Acrylic Solid Surface LG Hausys-HI-MACS G109 Beige Island over 19 mm thick WPC/Marine Ply. 150mm height Drawers (2 nos )to be provided below each POS.Internal area to be finish with 1 mm thick approved laminate with necessary hardwares(Lock ,Telescopic channel etc). MS powder coated framework (40x40x1.5mm) as per detail drawing to be provided with necessay arrangement and Ledge having LED cove strip as per detail drawing Complete in all respect . Cost to include all materials, DMB Framing ,labours and necessary leads & lift etc. -Counter Height-3'6" | RFT | 9.6385 |  | Name of Item Order Counter Description of Item Providing and fixing in position Order counter : Counter top finished in 6mm thick Acrylic Solid Surface LG Hausys-HI-MACS G109 Beige Island over 19 mm thick WPC/Marine Ply. 150mm height Drawers (2 nos )to be provided below each POS.Internal area to be finish with 1 mm thick approved laminate with necessary hardwares(Lock ,Telescopic channel etc). MS powder coated framework (40x40x1.5mm) as per detail drawing to be provided with necessay arrangement and Ledge having LED cove strip as per detail drawing Complete in all respect . Cost to include all materials, DMB Framing ,labours and necessary leads & lift etc. -Counter Height-3'6"
|  | a.1 | Order Counter with Glass Slider/Openable | Providing and fixing in position Order counter : Counter top finished in 6mm thick Acrylic Solid Surface LG Hausys-HI-MACS G109 Beige Island over 19 mm thick WPC/Marine Ply. 150mm height Drawers (2 nos)to be provided below each POS.Internal area to be finish with 1 mm thick approved laminate with necessary hardwares (Lock ,Telescopic channel etc). MS powder coated framework (40 x40 x 1.5 mm) with 10 mm toughened glass and having provision of sliding glass opening with necceaasy fittings and channels as per detail drawing and Ledge having LED cove strip as per detail drawing Complete in all respect . Cost to include all materials, DMB Framing ,labours and necessary leads & lift etc. Counter Height-3'6" | RFT | 0 |  | Name of Item Order Counter with Glass Slider/Openable Description of Item Providing and fixing in position Order counter : Counter top finished in 6mm thick Acrylic Solid Surface LG Hausys-HI-MACS G109 Beige Island over 19 mm thick WPC/Marine Ply. 150mm height Drawers (2 nos)to be provided below each POS.Internal area to be finish with 1 mm thick approved laminate with necessary hardwares (Lock ,Telescopic channel etc). MS powder coated framework (40 x40 x 1.5 mm) with 10 mm toughened glass and having provision of sliding glass opening with necceaasy fittings and channels as per detail drawing and Ledge having LED cove strip as per detail drawing Complete in all respect . Cost to include all materials, DMB Framing ,labours and necessary leads & lift etc. Counter Height-3'6"
|  | b | Make line | Providing and fixing in position Makeline : Counter top finished in 6mm thick Acrylic Solid Surface LG Hausys-HI-MACS G109 Beige Island over 19 mm thick Marine Ply / WPC and Ledge having LED cove strip as per detail drawing Complete in all respect. Duco Paint M.S framework with 10 mm toughened Glass as per detail drawing above counter Cost to include all materials, labours and necessary leads & lift etc. | RFT | 14 |  | Name of Item Make line Description of Item Providing and fixing in position Makeline : Counter top finished in 6mm thick Acrylic Solid Surface LG Hausys-HI-MACS G109 Beige Island over 19 mm thick Marine Ply / WPC and Ledge having LED cove strip as per detail drawing Complete in all respect. Duco Paint M.S framework with 10 mm toughened Glass as per detail drawing above counter Cost to include all materials, labours and necessary leads & lift etc.
|  | c | MOP/Janitor storage | Providing and fixing in position MOP storage made of 18mm thk. Marine ply in appd. Laminate from outside and white laminate inside with necessary support framework. Cost to include shelves in 18 mm thk. marine ply finished in white laminate with all hardware, fasteners, and rubber / PVC leveller etc. complete in all respect as per detailed drawing and size to be considered in Width x Height for Billing Depth 500 mm | Sq.ft | 0 |  | Name of Item MOP/Janitor storage Description of Item Providing and fixing in position MOP storage made of 18mm thk. Marine ply in appd. Laminate from outside and white laminate inside with necessary support framework. Cost to include shelves in 18 mm thk. marine ply finished in white laminate with all hardware, fasteners, and rubber / PVC leveller etc. complete in all respect as per detailed drawing and size to be considered in Width x Height for Billing Depth 500 mm
|  | d | SoftBoard | Providing and Fixing in position softboard as specified size. complete in all respect as per detailed drawing. Panel Size : 1200 x 900 | Nos. | 0.48974 |  | Name of Item SoftBoard Description of Item Providing and Fixing in position softboard as specified size. complete in all respect as per detailed drawing. Panel Size : 1200 x 900
|  | e | Staff Lunch Table | Providing and placing foldable staff table in position 40mm thk table top made out of 2 nos 19mm thk marine ply finished with 1mm thk laminate LAM01 on both side and edges to be finished with PVC edge bending to be sopported on L bracket with Table bracket (HAFFLE ) complete in all respect as per detailed drawing. Size- 4'x1'6", width can be adjusted as per site. Fixing of table to be kept 3' from thr floor. | Sq.ft | 6 |  | Name of Item Staff Lunch Table Description of Item Providing and placing foldable staff table in position 40mm thk table top made out of 2 nos 19mm thk marine ply finished with 1mm thk laminate LAM01 on both side and edges to be finished with PVC edge bending to be sopported on L bracket with Table bracket (HAFFLE ) complete in all respect as per detailed drawing. Size- 4'x1'6", width can be adjusted as per site. Fixing of table to be kept 3' from thr floor.
|  | f | M S railing | Providing and fixing in position M. S. Railing made out of 25 x 25 x1.5 MS hollow section for vertical sections and 12 x 12 x1.5 mm midrails finished in matt duco paint as per approved shade and wooden section Hardwood oak 50 x 25 mm (With Malamine Matt Polished) Handrail to be fixed on 6 mm x 50 mm M.S flat and End to End Main Balusters will be in size of 50 x 50 mm Cost to include all hardware and fasteners etc. complete in all respect as per detailed drawing. | R. Ft | 0 |  | Name of Item M S railing Description of Item Providing and fixing in position M. S. Railing made out of 25 x 25 x1.5 MS hollow section for vertical sections and 12 x 12 x1.5 mm midrails finished in matt duco paint as per approved shade and wooden section Hardwood oak 50 x 25 mm (With Malamine Matt Polished) Handrail to be fixed on 6 mm x 50 mm M.S flat and End to End Main Balusters will be in size of 50 x 50 mm Cost to include all hardware and fasteners etc. complete in all respect as per detailed drawing.
|  | g | S S railing | Providing and fixing in position S. S. Railing made out of ss grade 304 hollow section for vertical sections and midrails and S.S Hollow handrail . Cost to include all hardware and fasteners etc. complete in all respect as per detailed drawing. | R. Ft | 0 |  | Name of Item S S railing Description of Item Providing and fixing in position S. S. Railing made out of ss grade 304 hollow section for vertical sections and midrails and S.S Hollow handrail . Cost to include all hardware and fasteners etc. complete in all respect as per detailed drawing.
|  | h | Removing & Re-fixing existing M.s/ S. S. Railing | Removing and re-fixing in position existig S. S. Railing/M.S Railing with glass panels for installation of finishing material of tread & riser. Cost to include all hardware, fasteners, and rubber / PVC leveller etc. complete in all respect as per detailed drawing. | LS | 0 |  | Name of Item Removing & Re-fixing existing M.s/ S. S. Railing Description of Item Removing and re-fixing in position existig S. S. Railing/M.S Railing with glass panels for installation of finishing material of tread & riser. Cost to include all hardware, fasteners, and rubber / PVC leveller etc. complete in all respect as per detailed drawing.
|  | i | Mirror | Providing and placing in position 6mm thk extra clear mirror of size 450mm x 1200 mm with 12mm thk marine ply at back to be fixed over ss stud on wall. Cost to include all hardware, fasteners, and rubber / PVC leveller etc. complete in all respect as per detailed drawing. | No. | 1.4796 |  | Name of Item Mirror Description of Item Providing and placing in position 6mm thk extra clear mirror of size 450mm x 1200 mm with 12mm thk marine ply at back to be fixed over ss stud on wall. Cost to include all hardware, fasteners, and rubber / PVC leveller etc. complete in all respect as per detailed drawing.
|  | j | Hood Graphic Panel | Providing and fixing in place Hood Graphic Panel made out of approved shade powder coated sheet metal Complete as per details in drawing Reference Drawing No. 960 | sq ft | 0 |  | Name of Item Hood Graphic Panel Description of Item Providing and fixing in place Hood Graphic Panel made out of approved shade powder coated sheet metal Complete as per details in drawing Reference Drawing No. 960
|  | k | Computer Holder above Dough Tray & Router | Providing and fixing ceiling mounted ,Metal fabricated Computer Holder for Thin clients above Dough Tray & Router. Complete in all respect as per detailed drawing. | Nos. | 0 |  | Name of Item Computer Holder above Dough Tray & Router Description of Item Providing and fixing ceiling mounted ,Metal fabricated Computer Holder for Thin clients above Dough Tray & Router. Complete in all respect as per detailed drawing.
|  | l | Computer Holder Wall Mounted for SDP & Makeline | Providing and fixing Wall mounted ,Metal fabricated Computer Holder for Thin clients above Dough Tray & Router. Complete in all respect as per detailed drawing. | Nos. | 0.48974 |  | Name of Item Computer Holder Wall Mounted for SDP & Makeline Description of Item Providing and fixing Wall mounted ,Metal fabricated Computer Holder for Thin clients above Dough Tray & Router. Complete in all respect as per detailed drawing.
|  | m | Corian -6 MM THK.LG HAUSYS G-109 Foldable Ledge- Take away (Samsung aspen glow - AG636/ Rehau frost white 180L) | Providing & fixing in position Corian foldable ledge to be made up of 6mm corian with necessary angle & bracket support required to fix on m.s frame. It shall be fixed with Chemical Adhesive . The job including cutting of corian & making smooth edges wherever required . The work shall also include cost of materials, wastages,bracket, labour, all lead and lift at all levels, loading and unloading, transportation, etc. and all other incidental charges etc., complete and as directed by Engineer-in-charge. Measurement to be calculated basis on Actual area in running feet. | rft | 0 |  | Name of Item Corian -6 MM THK.LG HAUSYS G-109 Foldable Ledge- Take away (Samsung aspen glow - AG636/ Rehau frost white 180L) Description of Item Providing & fixing in position Corian foldable ledge to be made up of 6mm corian with necessary angle & bracket support required to fix on m.s frame. It shall be fixed with Chemical Adhesive . The job including cutting of corian & making smooth edges wherever required . The work shall also include cost of materials, wastages,bracket, labour, all lead and lift at all levels, loading and unloading, transportation, etc. and all other incidental charges etc., complete and as directed by Engineer-in-charge. Measurement to be calculated basis on Actual area in running feet.
|  | n | Take away counter | Providing and placing in position Take away table made out of 19mm thk. Marine ply finished with appd. Laminate (Outside Laminate- 1mm THK. 14554 RH HOOKED ACACIA LAMINATE, MERINO WITH 2mm THK. REHAU MAKE MATCHING EDGE BAND & Inisde laminate Merino Lam 21141 snow white ) and table top to be finish with 6 mm thk LG Hausys -109 Hi Macs over marine Ply with necessary support framework as approved, Cost to include all hardware, fasteners, and rubber / PVC leveller etc..Cost to inlude of making 1 drawer and shelve ,as per shared detailed drawing and Size 900 x 550 x 975 mm ht | rft | 0 |  | Name of Item Take away counter Description of Item Providing and placing in position Take away table made out of 19mm thk. Marine ply finished with appd. Laminate (Outside Laminate- 1mm THK. 14554 RH HOOKED ACACIA LAMINATE, MERINO WITH 2mm THK. REHAU MAKE MATCHING EDGE BAND & Inisde laminate Merino Lam 21141 snow white ) and table top to be finish with 6 mm thk LG Hausys -109 Hi Macs over marine Ply with necessary support framework as approved, Cost to include all hardware, fasteners, and rubber / PVC leveller etc..Cost to inlude of making 1 drawer and shelve ,as per shared detailed drawing and Size 900 x 550 x 975 mm ht
I |  |  |  | Miscellaneous work |  |  |  | Name of Item Description of Item Miscellaneous work
| I.1.0 |  |  | Extra Frequent Item |  |  |  | Name of Item Description of Item Extra Frequent Item
|  | a | 4" x 4" S.S Pole | SS Brush Finish pole 4" x 4" and ht as per site (and as per drawing) with Sheet thickness of 1.6 mm minimum and to be fixed on floor with S.S plate with fastner and above M.S member support to be taken from Slab till 2500 mm ht .It shall be fixed with the top slab where ever possible with minimum 6" SS 2 mm thick plate with 4 Nos 8mm Fastners and Wire should run through conduit inside pole and socket to be placed above 300 mm from finished floor level. All The material must be SS 304 and the vendor shall share the certifcate for the same. the installation shall be as per enginner incharge. | R Ft | 6.4083 |  | Name of Item 4" x 4" S.S Pole Description of Item SS Brush Finish pole 4" x 4" and ht as per site (and as per drawing) with Sheet thickness of 1.6 mm minimum and to be fixed on floor with S.S plate with fastner and above M.S member support to be taken from Slab till 2500 mm ht .It shall be fixed with the top slab where ever possible with minimum 6" SS 2 mm thick plate with 4 Nos 8mm Fastners and Wire should run through conduit inside pole and socket to be placed above 300 mm from finished floor level. All The material must be SS 304 and the vendor shall share the certifcate for the same. the installation shall be as per enginner incharge.
|  | b |  | Providing stand and fixing Micro wave Oven above staff lunch table to be source locally & as approved. | NOS | 0 |  | Name of Item Description of Item Providing stand and fixing Micro wave Oven above staff lunch table to be source locally & as approved.
|  | c | Rubber Matt | 3mm shock proof rubber mat with 11 kVA certification required | sq ft | 12.1914 |  | Name of Item Rubber Matt Description of Item 3mm shock proof rubber mat with 11 kVA certification required
|  | d |  | P/F applying Silicon sealant of approved make and colour to junctions of wall tiling with aluminium frame 5mm size. | R ft | 0 |  | Name of Item Description of Item P/F applying Silicon sealant of approved make and colour to junctions of wall tiling with aluminium frame 5mm size.
|  | e |  | Supply, installation, testing & commissioning of sensor with 180 deg coverage & 1 mtr range used for air curtain complete with all required accessories. Make: Any make readily available with min warranty of 1 year. | Nos | 4 |  | Name of Item Description of Item Supply, installation, testing & commissioning of sensor with 180 deg coverage & 1 mtr range used for air curtain complete with all required accessories. Make: Any make readily available with min warranty of 1 year.
|  | f |  | S S chequered plate cladding on cold room panel as per detail drawing | sq.ft | 0 |  | Name of Item Description of Item S S chequered plate cladding on cold room panel as per detail drawing
|  | g |  | Providing and fixing water level sensor fully automatic with high and low indicator with alarm (Make : microtail ,OS or equivalent ) | Nos | 2 |  | Name of Item Description of Item Providing and fixing water level sensor fully automatic with high and low indicator with alarm (Make : microtail ,OS or equivalent )
|  | h |  | S.S Buffing in Brush Finish | sq ft | 0 |  | Name of Item Description of Item S.S Buffing in Brush Finish
Sub Total of I.1.0 | [7 empty] | Name of Item Description of Item
| I.2.0 |  |  | Fitting / Fixing of following item with necessary arrangement as directed |  |  |  | Name of Item Description of Item Fitting / Fixing of following item with necessary arrangement as directed
|  | a |  | Table top fitting | Each | 0 |  | Name of Item Description of Item Table top fitting
|  | b |  | Safe/Furniture /Staff locker/IT Rack | Each | 1 |  | Name of Item Description of Item Safe/Furniture /Staff locker/IT Rack
|  | c |  | Money box fixing | Each | 1 |  | Name of Item Description of Item Money box fixing
|  | d |  | Air Curtain with all fixing arrangement | Each | 1 |  | Name of Item Description of Item Air Curtain with all fixing arrangement
|  | e |  | Suspension & hanging of Exhaust hood from ceiling | Each | 1 |  | Name of Item Description of Item Suspension & hanging of Exhaust hood from ceiling
|  | f |  | Speaker fitting | Each | 0 |  | Name of Item Description of Item Speaker fitting
|  | g |  | Pesto flash | Each | 1 |  | Name of Item Description of Item Pesto flash
|  | h |  | Computer rack | Each | 1 |  | Name of Item Description of Item Computer rack
|  | i |  | Strip curtain for oven hood | Job | 0 |  | Name of Item Description of Item Strip curtain for oven hood
|  | j |  | Strip curtain for cold room | Job | 1 |  | Name of Item Description of Item Strip curtain for cold room
|  | k |  | Makeline SS sink with fastener | Each | 1 |  | Name of Item Description of Item Makeline SS sink with fastener
|  | l |  | Loading/Unloading of truck (Domino's material/equipment) | Nos | 5 |  | Name of Item Description of Item Loading/Unloading of truck (Domino's material/equipment)
|  | m |  | Loading/Unloading & disposable of debris (per truck) | Nos | 2 |  | Name of Item Description of Item Loading/Unloading & disposable of debris (per truck)
|  | n |  | Loading / Unloading of Servo | Nos | 1 |  | Name of Item Description of Item Loading / Unloading of Servo
|  | o |  | Water dispenser connection with fittings | Each | 1 |  | Name of Item Description of Item Water dispenser connection with fittings
|  | p |  | Fixing of Provided Extinguisher | Each | 0 |  | Name of Item Description of Item Fixing of Provided Extinguisher
|  | q |  | P/F Door Stopper for Makeline /Slap Table | Each | 3 |  | Name of Item Description of Item P/F Door Stopper for Makeline /Slap Table
|  | r |  | Fixing Wall Shelf above Slap Table /Sink | Each | 2 |  | Name of Item Description of Item Fixing Wall Shelf above Slap Table /Sink
|  | s |  | Fixing of Tissue Paper Holder /Helmet Stand | Each | 4 |  | Name of Item Description of Item Fixing of Tissue Paper Holder /Helmet Stand
|  | t |  | L.T Panel commisioning as per site requirement | Each | 1 |  | Name of Item Description of Item L.T Panel commisioning as per site requirement
|  | u |  | Servo connections as per site requirement | Each | 1 |  | Name of Item Description of Item Servo connections as per site requirement
|  | v |  | Housekeeping | Sqft | RO |  | Name of Item Description of Item Housekeeping
|  | w |  | Installation of Fresh air and Exhaust Unit | Each | RO |  | Name of Item Description of Item Installation of Fresh air and Exhaust Unit
|  | x |  | Sanitizer Stand | Each | 1 |  | Name of Item Description of Item Sanitizer Stand
|  | y |  | Bike Fixing with providing nutbolt and labour charge | Each | RO |  | Name of Item Description of Item Bike Fixing with providing nutbolt and labour charge
|  | z |  | 200watt Led light | Each | 1 |  | Name of Item Description of Item 200watt Led light
|  | aa |  | Sensor Tap | Each | 1 |  | Name of Item Description of Item Sensor Tap
|  | ab |  | Keyboard and Mouse | Each | 1 |  | Name of Item Description of Item Keyboard and Mouse
|  | ac |  | Fixing of Light Fixtures Provided by JFL (Hood lights are in hood vendor scope) | Each | 0 |  | Name of Item Description of Item Fixing of Light Fixtures Provided by JFL (Hood lights are in hood vendor scope)
|  | ad |  | Fixing of T-5 4FT water proof light | no | 0 |  | Name of Item Description of Item Fixing of T-5 4FT water proof light
|  | ae |  | Supplying and erecting double pole metal clad switch with fuse and neutral link 240V, 25A on iron / GI frame switch socket with ISI mark approved make duly erected with modular box , cover plate & all wiring connections complete. (Single phase) | Each | 11 |  | Name of Item Description of Item Supplying and erecting double pole metal clad switch with fuse and neutral link 240V, 25A on iron / GI frame switch socket with ISI mark approved make duly erected with modular box , cover plate & all wiring connections complete. (Single phase)
|  | af |  | Fixing and installation of fresh air fan | Each | 1 |  | Name of Item Description of Item Fixing and installation of fresh air fan
|  | ag |  | Fixing and installation of Exhaust air fan | Each | 1 |  | Name of Item Description of Item Fixing and installation of Exhaust air fan
|  | ah |  | OGT Installation with all required plumbing fittings (CPVC) pipe of 32mm dia under three sink unit | Each | 1 |  | Name of Item Description of Item OGT Installation with all required plumbing fittings (CPVC) pipe of 32mm dia under three sink unit
Sub Total of I.2.0 | [7 empty] | Name of Item Description of Item
|  | B. |  | PRELIMINARY WORKS (CIVIL WORKS) |  |  |  | Name of Item Description of Item PRELIMINARY WORKS (CIVIL WORKS)
|  | 3 |  | PCC in (Servery +FOH Area): Providing & Laying PCC (M10 grade) for desired thickness wherever required, as a levelling course between the unit floor level and existing floor level of Airport, including finishing, shuttering, tamping, curing etc., wherever to required thickness, slope as per detailed drawings, complete as directed by Engineer-In-Charge. Cost will include loading ,unloading ,tansportation of raw materials etc. | Cum | 4.87 |  | Name of Item Description of Item PCC in (Servery +FOH Area): Providing & Laying PCC (M10 grade) for desired thickness wherever required, as a levelling course between the unit floor level and existing floor level of Airport, including finishing, shuttering, tamping, curing etc., wherever to required thickness, slope as per detailed drawings, complete as directed by Engineer-In-Charge. Cost will include loading ,unloading ,tansportation of raw materials etc.
|  | 4 |  | Raised floor (In BOH) : Providing and laying raised floor total 300 mm high in BOH area with 200mm Ht. Light weight filling with 30% cement sand mortar ( 1:4 )and 100mm Ht. M10 PCC including filling of joints, finishing , curing etc all complete. Cost will include loading , unloading , tansportation of raw materials etc. | Sqmt |  |  | Name of Item Description of Item Raised floor (In BOH) : Providing and laying raised floor total 300 mm high in BOH area with 200mm Ht. Light weight filling with 30% cement sand mortar ( 1:4 )and 100mm Ht. M10 PCC including filling of joints, finishing , curing etc all complete. Cost will include loading , unloading , tansportation of raw materials etc.
|  | 5 |  | Providing and laying raised floor total 150 mm high in BOH area with 100 mm Ht. Light weight filling with 30% cement sand mortar ( 1:4 )and 50 mm Ht. PCC in M10 including filling of joints, finishing , curing etc all complete. Cost will include loading , unloading , tansportation of raw materials etc. | Sqmt |  |  | Name of Item Description of Item Providing and laying raised floor total 150 mm high in BOH area with 100 mm Ht. Light weight filling with 30% cement sand mortar ( 1:4 )and 50 mm Ht. PCC in M10 including filling of joints, finishing , curing etc all complete. Cost will include loading , unloading , tansportation of raw materials etc.
|  | 6 |  | Providing and applying Waterproofing in BOH area– 1. Cleaning of the Mother Slab with Hard Brush & Removal of Dirt from the Surface with Air Blowers . 2. Applying of the Fosroc RFX Brush Bond Coating on the mother slab with Brush in Clock wise directions. 3. After drying of the 1st Coat of the Brush Bond Coating. 2nd Coat is applied in the Anticlockwise Directions. 4. After drying of entire Surface say 24 Hours, fill Water to 6 Inch Levels for Ponding Testing. 5. Water will be kept for observations for 72 Hours. If Leakage is observed. Water is emptied 7. Above Procedure is Repeated. 8. waterproofing shall be done on 4 Sides Walls till 1200mm Height. If the Floor is raised 300mm . 9. If No Leakage is observed the waterproofing layer shall be covered with Protective screeding . Mode of measurement : The Application area shall be paid | Sqmt | 58.1041 |  | Name of Item Description of Item Providing and applying Waterproofing in BOH area– 1. Cleaning of the Mother Slab with Hard Brush & Removal of Dirt from the Surface with Air Blowers . 2. Applying of the Fosroc RFX Brush Bond Coating on the mother slab with Brush in Clock wise directions. 3. After drying of the 1st Coat of the Brush Bond Coating. 2nd Coat is applied in the Anticlockwise Directions. 4. After drying of entire Surface say 24 Hours, fill Water to 6 Inch Levels for Ponding Testing. 5. Water will be kept for observations for 72 Hours. If Leakage is observed. Water is emptied 7. Above Procedure is Repeated. 8. waterproofing shall be done on 4 Sides Walls till 1200mm Height. If the Floor is raised 300mm . 9. If No Leakage is observed the waterproofing layer shall be covered with Protective screeding . Mode of measurement : The Application area shall be paid
|  | 7 |  | Providing and laying protective screed mixed with FOSROC NITOBOND SBR of Average 25mm thickness will be laid above water Proofing Surface with coving & Wall junction(to be done in broom finish), including finishing, curing etc. as per detailed drawings, complete as directed by Engineer-In-Charge. Cost will include loading ,unloading ,tansportation of raw materials etc. | Sqmt |  |  | Name of Item Description of Item Providing and laying protective screed mixed with FOSROC NITOBOND SBR of Average 25mm thickness will be laid above water Proofing Surface with coving & Wall junction(to be done in broom finish), including finishing, curing etc. as per detailed drawings, complete as directed by Engineer-In-Charge. Cost will include loading ,unloading ,tansportation of raw materials etc.
|  | 8 |  | Ramp - Providing and constructing ramp from FOH (+00 ffl) to BOH (+125mm ffl) with necessary filling as per contractor details.Cost will include loading,unloading,transportation of raw materils etc. | Sqmt |  |  | Name of Item Description of Item Ramp - Providing and constructing ramp from FOH (+00 ffl) to BOH (+125mm ffl) with necessary filling as per contractor details.Cost will include loading,unloading,transportation of raw materils etc.
|  | 9 |  | Providing and constructing M20 mix in Mullion/ bands/ lintels as framing for masonry wall with reinforcements ( 4 nos 10 mm dia reif bar and 8 mm dia stirrups @ 150 mm C/c ) with fire retardant paint (Make : Akzonobel, Jotun, Asian Paints PPG, Newkem Engineer). Cost will include loading, unloading, tarnsportation of raw materials etc. | CuM |  |  | Name of Item Description of Item Providing and constructing M20 mix in Mullion/ bands/ lintels as framing for masonry wall with reinforcements ( 4 nos 10 mm dia reif bar and 8 mm dia stirrups @ 150 mm C/c ) with fire retardant paint (Make : Akzonobel, Jotun, Asian Paints PPG, Newkem Engineer). Cost will include loading, unloading, tarnsportation of raw materials etc.
|  | 10 |  | Providing and Constructing Aerocons AAC Blocks with compressive strength not less than 35Kg/Sqcm with density 600 Kg/Cum in Chemical Bonding Agent with joint thickness as per manufactureres specifications (quoins, Jamb, closer blocks) of size 600x200x150mm conforming IS:2185/1984 including striking, raking out & pointing of joints & cost of materials, labour charges, steel scaffolding, curing, staging, leads & lifts etc. complete as per relavant Drawings, Specifications. APPROVED BRAND OF AAC BLOCKS:- MAGICRETE, GODREJ, ULTRATECH, ACELITE, ECO LITE, OR EQUIVALENT. APPROVED CHEMICAL ADHESSIVE:- ROFF-BLOCKLINE, GODREJ, ULTRATECH, SIKA, OR EQUIVALENT. |  |  |  | Name of Item Description of Item Providing and Constructing Aerocons AAC Blocks with compressive strength not less than 35Kg/Sqcm with density 600 Kg/Cum in Chemical Bonding Agent with joint thickness as per manufactureres specifications (quoins, Jamb, closer blocks) of size 600x200x150mm conforming IS:2185/1984 including striking, raking out & pointing of joints & cost of materials, labour charges, steel scaffolding, curing, staging, leads & lifts etc. complete as per relavant Drawings, Specifications. APPROVED BRAND OF AAC BLOCKS:- MAGICRETE, GODREJ, ULTRATECH, ACELITE, ECO LITE, OR EQUIVALENT. APPROVED CHEMICAL ADHESSIVE:- ROFF-BLOCKLINE, GODREJ, ULTRATECH, SIKA, OR EQUIVALENT.
|  | a |  | Height From 0 to 3.00 mtr | Sqmt | 34.1652 |  | Name of Item Description of Item Height From 0 to 3.00 mtr
|  | b |  | Height above 3.00 mtr | Sqmt |  |  | Name of Item Description of Item Height above 3.00 mtr
|  | 11 |  | Providing and Constructing Aerocons AAC Blocks with compressive strength not less than 35Kg/Sqcm with density 600 Kg/Cum in Chemical Bonding Agent with joint thickness as per manufactureres specifications (quoins, Jamb, closer blocks) of size 600x200x100mm conforming I.S:2185/1984 including striking, raking out & pointing of joints & cost of materials, labour charges, steel scaffolding, curing, staging, leads & lifts etc. complete as per relavant Drawings, Specifications. APPROVED BRAND OF AAC BLOCKS:- MAGICRETE, GODREJ, ULTRATECH, ACELITE, ECO LITE, OR EQUIVALENT. APPROVED CHEMICAL ADHESSIVE:- ROFF-BLOCKLINE, GODREJ, ULTRATECH, SIKA, OR EQUIVALENT. |  |  |  | Name of Item Description of Item Providing and Constructing Aerocons AAC Blocks with compressive strength not less than 35Kg/Sqcm with density 600 Kg/Cum in Chemical Bonding Agent with joint thickness as per manufactureres specifications (quoins, Jamb, closer blocks) of size 600x200x100mm conforming I.S:2185/1984 including striking, raking out & pointing of joints & cost of materials, labour charges, steel scaffolding, curing, staging, leads & lifts etc. complete as per relavant Drawings, Specifications. APPROVED BRAND OF AAC BLOCKS:- MAGICRETE, GODREJ, ULTRATECH, ACELITE, ECO LITE, OR EQUIVALENT. APPROVED CHEMICAL ADHESSIVE:- ROFF-BLOCKLINE, GODREJ, ULTRATECH, SIKA, OR EQUIVALENT.
|  | a |  | Height From 0 to 3.00 mtr | Sqmt |  |  | Name of Item Description of Item Height From 0 to 3.00 mtr
|  | b |  | Height above 3.00 mtr | Sqmt |  |  | Name of Item Description of Item Height above 3.00 mtr
|  | 12 |  | Prepare surface and plaster internal surfaces of masonry walls with 12 mm thk. cement mortar 1:4, mortar including finishing with double scaffolding, necessary hacking of rcc members, curing, cleaning, finishing all corners etc. all in line & level complete as per drawings and specifications. (Note: Plaster sand to be used in cement mortar ) |  |  |  | Name of Item Description of Item Prepare surface and plaster internal surfaces of masonry walls with 12 mm thk. cement mortar 1:4, mortar including finishing with double scaffolding, necessary hacking of rcc members, curing, cleaning, finishing all corners etc. all in line & level complete as per drawings and specifications. (Note: Plaster sand to be used in cement mortar )
|  | a |  | Height From 0 to 3.00 mtr | Sqmt | 45.9991 |  | Name of Item Description of Item Height From 0 to 3.00 mtr
|  | b |  | Height above 3.00 mtr | Sqmt |  |  | Name of Item Description of Item Height above 3.00 mtr
Fire Fighting
Non RC Items
[6 empty] | Sub-Total |  | #REF!
[6 empty] | GST@18% |  | #REF!
[6 empty] | Grand Total |  | #REF!
[6 empty] | Without GST Sqft Rate |  | #REF!
[6 empty] | With GST Sqft Rate |  | #REF!

## Standalone- Prime Location (hidden)
NEW STORE CAPEX ESTIMATION
STORE NAME |  | Standalone- Prime Location
ROI Capex |  |  | Nearest Plant
Actual Capex |  | #REF! | Nearest DPI
CARPET AREA |  | #REF!
S.N. | Capex Head | Capex Item Description | Category | Code | Qty | WHS stock as on 21 Dec | Average Rate | New Rate | L1 | L2 | L3 | L4 | L5 | L6 | Avg Rate | Tax Rate | Freight | Total Amount as per Average Rate | Corporate Capex
1.1 | Civil Work | Civil | Civil Work |  | #REF! |  |  |  | L1: #REF! | #REF! | 0.18 |  | #REF! | #REF!
1.2 |  | Outstation | Civil Work |  | 0 |  |  |  | L1: 173079.45 | 0 | 0 |  | 0 | 0
1.3 |  | Fire Tank Work | Civil Work |  | 0 | [9 empty] | 0 | 0.18 |  | 0 | 0
1.4 |  | Fire Sprinkler Work | Civil Work |  | 0 | [9 empty] | 0 | 0.18 |  | 0 | 0
1.5 |  | MS Structure work for plateform | Civil Work |  | 0 | [9 empty] | 0 | 0.18 |  | 0 | 0
1.6 | 3D Drawings | 3D Drawings | 3D design | 3003170 | 3 |  |  |  | L1: 5500; L2: 6000; L3: 7500 | 6333.3333 | 0.18 |  | 22420 | 22420
1 | Civil Work | Total Civil Work cost | Civil Work | 3000016 | [11 empty] | 0.18 | 0 | #REF! | #REF!
2.1 | Light Fixtures | LIGHT-PANEL 36W 6K BLACKFINSH | Light Fixtures | 70004476 | 12 |  |  |  | 1707 | 1600 | 2200 | 3600 |  |  | 2276.75 | 0.18 | 500 | 32828.78 | 31742
2.2 |  | LIGHT-RECESSED DOWNLIGHT 15W 4K | Light Fixtures | 70004477 | 6 | 7 | 650 |  | 569 | 650 | 500 | 500 |  |  | 573.8 | 0.18 | 500 | 4652.504 | 4130
2.4 |  | LIGHT-DECORATIVE PENDANT 9W 4K BLACK | Light Fixtures | 70004479 | 4 | 3 | 867 |  | 569 | 850 | 600 | 575 |  |  | 692.2 | 0.18 | 500 | 3857.184 | 3422
2.5 |  | LIGHT-TRACK MOUNTED 18W/4K/45°BLAC FINSH | Light Fixtures | 70004480 | 0 | 87 | 1499.25 |  | 1415 | 1500 | 1500 | 1450 |  |  | 1472.85 | 0.18 | 500 | 0 | 0
2.6 |  | LIGHT-RECESSMOUNTED 18W/3K/45°BLAC FINSH | Light Fixtures | 70004481 | 0 | 29 | 1378 |  | 1295 | 1300 | 1600 | 1550 |  |  | 1424.6 | 0.18 | 500 | 0 | 0
2.8 |  | LIGHT-SURFACELINEAR PROFILE 20W 4K BLACK | Light Fixtures | 70004483 | 0 | 64 | 1897.75 |  | 1870 | 1700 | 2000 | 2250 |  |  | 1943.55 | 0.18 | 500 | 0 | 0
2.9 |  | LIGHT SUSPENSION KIT BLACK | Light Fixtures | 70004217 | 8 | 139 | 73 |  | 89 | 125 | 138 | 90 |  |  | 103 | 0.18 | 500 | 1562.32 | 1892.72
2.1 |  | Light-3Circuit Power Track 2M BlacFinish | Light Fixtures | 70003921 | 2 | 116 | 937.5714 |  | 854 | 700 | 690 | 750 |  |  | 786.3143 | 0.18 | 500 | 2445.7017 | 2218.4
2.11 |  | Light-3Circuit Power Track 1M BlacFinish | Light Fixtures | 70003922 | 2 | 61 | 413.5 |  | 427 | 350 | 345 | 350 |  |  | 377.1 | 0.18 | 500 | 1479.956 | 1404.2
2.12 |  | LIGHT-18W SURFACE MOUNTED CYLINDRICAL 4K | Light Fixtures | 70007995 | 0 |  |  |  | 1033 | 950 | 1150 | 1250 |  |  | 1095.75 | 0.18 |  | 0 | 0
2.13 |  | LIGHT- 9W SURFACE MOUNTED CYLINDRICAL | Light Fixtures | 70008925 | 32 | 279 | 613 |  | 612 | 615 | 850 | 975 |  |  | 733 | 0.18 |  | 27678.08 | 32096
2.14 |  | LIGHT- 6W DECORATIVE CONICAL LIGHT 4K | Light Fixtures | 70008926 | 0 | 37 | 1859.3333 |  | 1814 | 1950 | 1890 | 2100 |  |  | 1922.6667 | 0.18 |  | 0 | 0
2.15 |  | PROFILE LIGHT IN 6000 K-40W WITH 3 PCB R | Light Fixtures | 70009332 | 0 | 103 | 1681 |  | 1462 | 1900 | 1880 | 1350 |  |  | 1654.6 | 0.18 |  | 0 | 0
2.16 |  | PROFILE LIGHT IN 4000 K-30W WITH PCB | Light Fixtures | 70009333 | 0 |  |  |  | 2114 | 3900 | 3350 | 3400 |  |  | 3191 | 0.18 |  | 0 | 0
2.17 |  | CONCEALED SPOT LIGHT IN 9W WITH IP65 | Light Fixtures | 70009334 | 0 | 63 | 1229 |  | 1158 | 1300 | 1150 | 1250 |  |  | 1217.4 | 0.18 |  | 0 | 0
2.18 |  | CONCEALED PANEL LIGHT IN 12W WITH 4000 K | Light Fixtures | 70009335 | 3 | 29 | 342.5 |  | 385 | 300 | 400 | 525 |  |  | 390.5 | 0.18 |  | 1382.37 | 1416
2.19 |  | DECO. PENDANT LIGHT IN 6000 K/LED BULB O | Light Fixtures | 70009336 | 0 | 76 | 397.5 |  | 395 | 400 | 680 | 800 |  |  | 534.5 | 0.18 |  | 0 | 0
2.2 |  | TRACK SPOT LIGHT 9W, 24 DEGREE BEAM ANGL | Light Fixtures | 70009337 | 6 | 80 | 593.5 |  | 587 | 600 | 850 | 950 |  |  | 716.1 | 0.18 |  | 5069.988 | 6018
2.21 |  | TRACK SPOT LIGHT 18W 45/60 DEGREE BEAM A | Light Fixtures | 70009338 | 0 | 40 | 721 |  | 721 | 700 | 1150 | 1250 |  |  | 908.4 | 0.18 |  | 0 | 0
2.22 |  | TRACK SPOT LIGHT 25W 45/60 DEGREE BEAM A | Light Fixtures | 70009339 | 0 |  |  |  | 1164 | 1200 | 1360 | 1450 |  |  | 1293.5 | 0.18 |  | 0 | 0
2.23 |  | LED NORMAL TUBE LIGHT | Light Fixtures | 70009340 | 4 | 20 | 207.5 |  | 190 | 225 | 280 | 300 |  |  | 240.5 | 0.18 |  | 1135.16 | 1321.6
2.24 |  | DECO.DOME LIGHT 4000 K/LED BULB OF 6W 30 | Light Fixtures | 70009341 | 9 |  |  |  | 1681 | 1700 | 1890 | 2100 |  |  | 1842.75 | 0.18 |  | 19570.005 | 20071.8
2.25 |  | Light-3Circuit Straight Joint BlacFinish | Light Fixtures | 70003923 | 0 | 115 | 95.25 |  | 214 | 91 | 100 | 100 |  |  | 120.05 | 0.18 | 500 | 0 | 0
2 |  | Total Light Fixtures Cost | Light Fixtures | [14 empty] | 101662.0487 | 105732.72
3.1 |  | Dining table - 600MM x 600MM 'N' | Furniture | 70007351 | 16 |  |  |  | L1: 6025; L2: 8344; L3: 8344 | 8344 | 0.18 | 10000 | 169334.72 | 125552
3.2 |  | Dining table - 800MM x 800MM 'N' | Furniture | 70007392 | 2 |  |  |  | L1: 7415; L2: 11040; L3: 9450 | 9301.6667 | 0.18 |  | 21951.9333 | 17499.4
3.3 |  | Bar Chair with cushion 'N' | Furniture | 70007393 | 0 |  |  |  | L1: 5749; L2: 6608; L3: 6100 | 6152.3333 | 0.18 |  | 0 | 0
3.4 |  | Bar table 'N' (RFT) | Furniture | 70007394 | 0 |  |  |  | L1: 2099; L2: 1729; L3: 1800 | 1876 | 0.18 |  | 0 | 0
3.5 |  | Dining table chair(With cushion Grey)N | Furniture | 70007395 | 0 |  |  |  | L1: 5444; L2: 5931; L3: 5931 | 5931 | 0.18 |  | 0 | 0
3.6 |  | Community table 1500 x 600 x 750 mm F | Furniture | 70003979 | 0 |  |  |  | L1: 7050; L2: 7274; L3: 10600 | 8308 | 0.18 |  | 0 | 0
3.7 |  | Community table seating 1500x450x450mm F | Furniture | 70003980 | 0 |  |  |  | L1: 6256; L2: 6416; L3: 10000 | 7557.3333 | 0.18 |  | 0 | 0
3.8 |  | BoothÂ table 'N' | Furniture | 70007397 | 2 | 1 | 14584 |  | L1: 9000; L2: 14240; L3: 13300 | 12781 | 0.18 | 10000 | 41963.16 | 33040
3.9 |  | Booth sofa -Â Single Seat - 1200x700MM |  | 70007398 | 4 | 2 | 20250 |  | L1: 14550; L2: 14552; L3: 21850 | 17800.5 | 0.18 | 10000 | 95818.36 | 80476
3.1 |  | Chair - Office |  | 70000154 | 0 | 27 | 4179.5 |  | L1: 4000; L2: 3900; L3: 4000 | 4019.875 | 0.18 | 2000 | 0 | 0
3.11 |  | FURNITURE-BTH SOFA-900x550MM | Furniture | 70009384 | 0 |  |  |  | L1: 12850; L2: 0; L3: 0 | 4283.3333 | 0.18 |  | 0 | 0
3.12 |  | FURNITURE-BTH SOFA-1200x550MM | Furniture | 70008908 | 2 | 4 | 34677 |  | L1: 15552; L2: 0; L3: 0 | 12557.25 | 0.18 |  | 29635.11 | 36702.72
3.13 |  | FURNITURE-BTH SOFA-1500x550MM | Furniture | 70008909 | 2 | 9 |  |  | L1: 19190; L2: 0; L3: 0 | 19190 | 0.18 |  | 45288.4 | 45288.4
3.14 |  | FURNITURE-BTH SOFA-1800x550MM | Furniture | 70009315 | 0 |  |  |  | L1: 22950; L2: 0; L3: 0 | 7650 | 0.18 |  | 0 | 0
3.15 |  | Furniture-Community Chair -Red | Furniture | 70009402 | 17 |  |  |  | L1: 5950; L2: 0; L3: 0 | 1983.3333 | 0.18 |  | 39785.6667 | 119357
3.16 |  | Furniture-Community Chair -Blue | Furniture | 70009403 | 18 |  |  |  | L1: 5950; L2: 0; L3: 0 | 1983.3333 | 0.18 |  | 42126 | 126378
3.17 |  | COMMUNITY LOGO TABLE -RED | Furniture | 70009387 | 0 |  |  |  | L1: 15800; L2: 0; L3: 0 | 5266.6667 | 0.18 |  | 0 | 0
3.18 |  | COMMUNITY LOGO TABLE -BLUE | Furniture | 70009388 | 0 |  |  |  | L1: 15800; L2: 0; L3: 0 | 5266.6667 | 0.18 |  | 0 | 0
3 |  | Total Furniture Cost | Furniture | [14 empty] | 485903.35 | 584293.52
4.1 | SAFE | SAFE-15 digit code with time delay | SAFE | 70000710 | 1 | 53 | 22154 |  | L1: 16850; L2: 0 | 13001.3333 | 0.18 | 0 | 15341.5733 | 19883
4 |  | Total Safe Cost | SAFE | [14 empty] | 15341.5733 | 19883
5.1 | Fire Extinguisher | Fire Extinguisher- ABC Type 1 kg | Fire Extinguisher | 70000404 | 0 | 16 | 1889 |  | L1: 1400 | 1644.5 | 0.18 |  | 0 | 0
5.2 |  | Fire Extinguisher -ABC Type 4 Kg | Fire Extinguisher | 70000406 | 0 |  |  |  | L1: 2800 | 2800 | 0.18 |  | 0 | 0
5.3 |  | Fire Extinguisher- ABC Type 2Kg. | Fire Extinguisher | 70000405 | 2 | 171 | 1978.7692 |  | L1: 1900 | 1939.3846 | 0.18 |  | 4576.9477 | 4484
5.4 |  | Fire Extinguisher - ABC Type 6 kg | Fire Extinguisher | 70000403 | 2 | 109 | 3428 |  | L1: 3300 | 3364 | 0.18 |  | 7939.04 | 7788
5.5 |  | Fire Extinguisher -CO2 4.5 kg | Fire Extinguisher | 70000407 | 1 | 75 | 8720.6 |  | L1: 8300 | 8510.3 | 0.18 |  | 10042.154 | 9794
5 |  | Total Fire Extinguisher Cost | Fire Extinguisher | [14 empty] | 22558.1417 | 22066
6.1 | Water Cooler | Water Cooler- 20/20 Model | Water Cooler | 70000944 | 1 | 89 | 14287.8333 |  | L1: 14000; L2: 0; L3: 0 | 7071.9583 | 0.18 |  | 8344.9108 | 16520
6 |  | Total Water coolerCost | Water Cooler | [14 empty] | 8344.9108 | 16520
7.1 |  | R.O Plant- 50 LPH RO+(ESS/UV) | RO Plant | 70002482 | 1 | 51 | 26941.5385 |  | 16500 | 26000 | 24620 | 38300 |  |  | 26472.3077 | 0.18 |  | 31237.3231 | 31237.3231
7.2 |  | R.O Plant-UV System | RO Plant | 70001391 | 1 | 46 | 5793.8462 |  | 1500 | 1000 | 5880 | 6445 |  |  | 4123.7692 | 0.18 |  | 4866.0477 | 4866.0477
7.3 |  | Bore well 0.5 HP Booster Pump | RO Plant | 70005555 | 1 | 54 | 7700 |  | L1: 7700 | 7700 | 0.18 |  | 9086 | 9086
7.4 |  | Bore well Sand filter Vessel 10X54 | RO Plant | 70005556 | 1 | 54 | 21000 |  | L1: 21000 | 21000 | 0.18 |  | 24780 | 24780
7.5 |  | Bore well 20” Big Blue housing with filt | RO Plant | 70005557 | 1 | 54 | 5091 |  | L1: 5091 | 5091 | 0.18 |  | 6007.38 | 6007.38
7.6 |  | Bore well UV 900 with Pentair | RO Plant | 70005558 | 1 | 54 | 14255 |  | L1: 14255 | 14255 | 0.18 |  | 16820.9 | 16820.9
7.7 |  | Bore well SRX Scale Inhibitor | RO Plant | 70005559 | 1 | 54 | 5636 |  | L1: 5636 | 5636 | 0.18 |  | 6650.48 | 6650.48
7.8 |  | SOFTNER UNIT FOR RO PLANT | RO Plant | 70003813 | 1 |  |  |  | L1: 5000 | 5000 | 0.18 |  | 5900 | 5900
7.9 |  | Piping & Fitting (80 Ft) @ 155 | RO Plant | 3002270 | 1 |  |  |  | L1: 12400 | 12400 |  |  | 12400 | 12400
7.1 |  | water testing | RO Plant | 3002267 | 1 |  |  |  | L1: 4650; L2: 5200 | 4925 |  | 0 | 4925 | 4925
7.11 |  | RO Pre-filtration Installation | RO Plant | 3000054 | 1 |  |  |  | L1: 7568 | 7568 | 0.18 |  | 8930.24 | 8930.24
7 |  | Total RO Plant Cost | RO Plant | [14 empty] | 131603.3708 | 131603.3708
8.1 | Music System | HOME THEATER - 5.1 CHANNEL | Music System | 70005440 | 1 | 73 | 7348 |  | L1: 7619 | 7483.5 | 0.18 |  | 8830.53 | 8830.53
8 |  | Total Music Systum Cost | Music System | [14 empty] | 8830.53 | 8830.53
9.1 | Ovens | Conveyor Oven - PS540 | Ovens | 70000254 | 0 | 8 | 839098 |  | L2: 950000 | 0 | 0 | 0 | 0 | 0
9.2 |  | Conveyor Oven - PS536 | Ovens | 70000252 | 0 | [9 empty] | 0 | 0 | 0 | 0 | 0
9.3 |  | GAS OVEN-1832 DOUBLE DECK OVEN | Ovens | 70006003 | 0 | 163 | 737256 |  | L1: 737256; L2: - | 0 | 0.18 |  | 0 | 0
9.4 |  | GAS OVEN-3240G DOUBLE DECK OVEN | Ovens | 70006002 | 2 | 96 | 861182 |  | L1: 861182; L2: - | 861182 | 0.18 |  | 2032389.52 | 2032389.52
9.5 |  | XLT Oven Installation -3240 | Ovens |  | 2 |  |  |  | L1: 65278 | 65278 | 0.18 |  | 154056.08 | 154056.08
9.6 |  | XLT Oven Installation -1832 | Ovens |  | 0 |  |  |  | L1: 49516 | 49516 | 0.18 |  | 0 | 0
9 |  | Total Ovens Cost | Ovens | [14 empty] | 2186445.6 | 2186445.6
10.1 | Cold Room & Installation | COLD ROOM 10x10x8 (Green Gas) | Cold Room | 70004722 | 1 | 14 | 127847.7143 | 117587 | L1: 117587 | 121007.2381 | 0.18 |  | 142788.541 | 142788.541
10.2 |  | COLD ROOM 10x8x8 (Green Gas) | Cold Room | 70004723 | 0 | 52 | 107616.1538 | 106510 | L1: 106510 | 0 | 0.18 |  | 0 | 0
10.3 |  | COLD ROOM 8x6x8 (Green Gas) | Cold Room | 70004726 | 0 | 13 | 80611 | 80611 | L1: 80611 | 0 | 0.18 |  | 0 | 0
10.4 |  | COLD ROOM 8x8x8 (Green Gas) | Cold Room | 70004727 | 0 | 5 | 98284 | 98284 | L1: 98284 | 0 | 0.18 |  | 0 | 0
10.5 |  | COLDROOM Machine 10000 Btu/Hr(Green Gas) | Cold Room | 70004730 | 0 | 24 | 68609.25 | 70000 | L1: 70000 | 0 | 0.18 |  | 0 | 0
10.6 |  | COLDROOM Machine 15000 Bth/Hr(Green Gas) | Cold Room | 70004731 | 1 | 56 | 76550.5833 | 77750 | L1: 77750 | 77350.1944 | 0.18 |  | 91273.2294 | 91273.2294
10.7 |  | COLDROOM Machine 20000 Btu/Hr(Green Gas) | Cold Room | 70004732 | 0 | 3 | 120000 | 120000 | L1: 120000 | 0 | 0.18 |  | 0 | 0
10.8 |  | Reach-in Cooler (4X3) | Cold Room | 70000697 | 0 | 14 | 121928.5714 |  | L1: 92000 | 0 | 0.18 |  | 0 | 0
10.9 |  | Deep Freezer-500 Ltr | Cold Room | 70000290 | 0 |  |  |  | L1: 0 | 0 | 0.18 |  | 0 | 0
10.1 |  | Cold Room Installation | Cold Room | 3000036 | 1 |  |  |  | L1: 35000 | 35000 | 0.18 |  | 41300 | 41300
10 |  | Total Cold Room & Installation Cost | Cold Room | [14 empty] | 275361.7704 | 275361.7704
11.1 | DG & Installation | Genset (DG)-45 KVA | DG & Installation | 70000432 | 0 |  |  |  | L1: 353300; L2: 356050 | 354675 | 0.18 | 30000 | 0 | 0
11.2 |  | Genset (DG)-50 KVA | DG & Installation | 70000434 | 0 |  |  |  | L1: 394769; L2: 396658 | 395713.5 | 0.18 | 30000 | 0 | 0
11.3 |  | GENSET(DG)-40KVA | DG & Installation | 70002842 | 0 |  |  |  | L1: 345362; L2: 345267 | 345314.5 | 0.18 | 30000 | 0 | 0
11.4 |  | Genset (DG) -62.5 KVA | DG & Installation | 70000424 | 1 |  |  |  | L1: 407000 | 407000 | 0.18 | 30000 | 515660 | 515660
11.5 |  | DG Installation | DG & Installation | 3000483 | 1 |  |  |  | L1: 204517.4595 | 204517.4595 | 0.18 |  | 241330.6022 | 241330.6022
11 |  | Total DG & Installation Cost | DG & Installation | [14 empty] | 756990.6022 | 756990.6022
12.1 | AC Units & Installation | AC Unit- 1.0 TR Inverter Hi wall | AC Units | 70002850 | 0 | 16 | 31123.8 | 27656 | L1: 27656; L2: 32500 | 29733.95 | 0.28 |  | 0 | 0
12.2 |  | AC Unit- 1.5 TR Inverter Hi wall | AC Units | 70002851 | 3 | 72 | 34656.8 | 32578 | L1: 32578; L2: 40500 | 35078.2 | 0.28 |  | 134700.288 | 125099.52
12.3 |  | AC Unit- 2.0 TR Inverter Hi wall | AC Units | 70002862 | 2 | 116 | 40923 | 40625 | L1: 40625; L2: 48000 | 42543.25 | 0.28 |  | 108910.72 | 104000
12.4 |  | AC Unit- 2.0 TR Inverter Cassette | AC Units | 70002864 | 2 | 244 | 56833.2727 | 57016 | L1: 57016; L2: 70890 | 60438.8182 | 0.28 |  | 154723.3745 | 145960.96
12.5 |  | AC Unit- 3.0 TR Inverter Cassette | AC Units | 70002865 | 3 | 236 | 80857.9545 | 80625 | L1: 80625; L2: 91000 | 83276.9886 | 0.28 |  | 319783.6364 | 309600
12.6 |  | AC Unit- 4.0 TR Inverter Cassette | AC Units | 70002866 | 0 | 52 | 89047 | 89047 | L1: 89047; L2: 109000 | 94035.25 | 0.28 |  | 0 | 0
12.7 |  | AHU 5000CFM (Low + high) | AC Units |  | 0 |  |  |  | L1: 0 | 0 |  |  | 0 | 0
12.8 |  | VRF Machine (high side + Low Side) | AC Units |  | 0 |  |  |  | L1: 0 | 0 | 0.28 |  | 0 | 0
12.9 |  | Air Conditioning Units Installation | AC Units | 3002536 | 10 |  |  |  | L1: 25000 | 25000 | 0.18 |  | 295000 | 295000
12.1 |  | VRF Machine (high Side) |  |  | 0 |  |  |  | L1: 0 | 0 | 0.28 |  | 0 | 0
12.11 |  | VRF Machine (Low Side) |  |  | 0 |  |  |  | L1: 0 | 0 | 0.18 |  | 0 | 0
12 |  | Total AC & Installation Cost | AC Units | [14 empty] | 1013118.0189 | 979660.48
13.1 | Makeline | Makeline-6 ft | Makeline | 70004852 | 1 | 34 | 174455 |  | 163000 | 170000 | 164000 | 165000 |  |  | 167291 | 0.18 | 14000 | 213923.38 | 213923.38
13 |  | Total Makeline Cost | Makeline | [14 empty] | 213923.38 | 213923.38
15.1 | Exhaust Unit | FRESH AIR UNIT - 2800 CFM | Exhaust Unit | 70000419 | 1 | 32 | 27415.7778 |  | L1: 26500; L2: 28400 | 27438.5926 | 0.18 |  | 32377.5393 | 32377.5393
15.2 |  | EXHAUST UNIT - 3000 CFM (HSN - 8479) | Exhaust Unit | 70003315 | 1 | 43 | 27254.0714 |  | L1: 27557; L2: 28400 | 27737.0238 | 0.18 |  | 32729.6881 | 32729.6881
15.3 |  | EXHAUST UNIT - 3500 CFM (HSN - 8479) | Exhaust Unit | 70003316 | 0 | 11 | 30282.4 |  | L1: 30353; L3: 0 | 20211.8 | 0.18 |  | 0 | 0
15 |  | Total Exhaust Unit Cost | Exhaust Unit | [14 empty] | 65107.2274 | 65107.2274
16.1 | Fly Catcher | Fly Catcher- Glue Pad type | Fly Catcher | 70000418 | 2 | 177 | 8085 |  | L1: 8085 | 8085 | 0.18 |  | 19080.6 | 19080.6
16 |  | Total Fly Catcher Cost | Fly Catcher | [14 empty] | 19080.6 | 19080.6
17.1 | Hand Dryer | Hand Dryer | Air Curtain | 70000454 | 1 | 169 | 4282.1667 |  | L1: 4400; L2: 5018 | 4566.7222 | 0.18 |  | 5388.7322 | 5388.7322
17 |  | Total Hand Dryer Cost | Hand Dryer | [14 empty] | 5388.7322 | 5388.7322
18.1 | Air Curtain | AIR CURTAIN-3Ft | Air Curtain | 70000052 | 0 | 79 | 9553.9091 |  | L1: 7760; L2: 10506 | 9273.303 | 0.18 |  | 0 | 0
18.2 |  | AIR CURTAIN-3.5Ft | Air Curtain | 70000051 | 2 | 28 | 8810.4286 |  | L1: 8350; L2: 11573 | 9577.8095 | 0.18 |  | 22603.6305 | 22603.6305
18.3 |  | AIR CURTAIN-4Ft | Air Curtain | 70000053 | 2 | 68 | 9935.2 |  | L1: 9300; L2: 12567 | 10600.7333 | 0.18 |  | 25017.7307 | 25017.7307
18.4 |  | AIR CURTAIN-5Ft | Air Curtain | 70000054 | 0 |  |  |  | L1: 11000; L2: 16330 | 13665 | 0.18 |  | 0 | 0
18.5 |  | AIR CURTAIN-6Ft. | Air Curtain | 70000055 | 0 | 87 | 15373.8889 |  | L1: 12300; L2: 18318 | 15330.6296 | 0.18 |  | 0 | 0
18.6 |  | AIR CURTAIN-7 FT | Air Curtain | 70000056 | 0 | 11 | 21382.8 |  | L1: 15900; L2: 22294 | 19858.9333 | 0.18 |  | 0 | 0
18.7 |  | LIMIT SWITCH -MAGNETIC SINGLE FLAP | Air Curtain | 70004268 | 4 | 53 | 500 |  | L1: 500; L2: 1350 | 783.3333 | 0.18 |  | 3697.3333 | 3697.3333
18.8 |  | LIMIT SWITCH -MAGNETIC DOUBLE FLAP | Air Curtain | 70004269 | 0 | 56 | 895 |  | L1: 600; L2: 1550 | 1015 | 0.18 |  | 0 | 0
18 |  | Total Air Curtain Cost | Air Curtain | [14 empty] | 51318.6945 | 51318.6945
19.1 | Tool Kit | Bike Tool Kit | Tool Kit | 70000075 | 1 | 78 | 3931 |  | L1: 3931 | 3931 | 0.18 |  | 4638.58 | 4638.58
19.2 |  | Tool Kit-Maintainence tool kit | Tool Kit | 70000889 | 1 | 77 | 7353 |  | L1: 7353 | 7353 | 0.18 | 700 | 9502.54 | 9502.54
19 |  | Total Tool Kit Cost | Tool Kit | [14 empty] | 14141.12 | 14141.12
20.1 | Weighing Scale | Weighing Scale -20 kg | Weighing Scale | 70000953 | 1 | 29 | 5175 |  | L1: 5175 | 5175 | 0.18 |  | 6106.5 | 6106.5
20 |  | Total Weighing Scale Cost | Weighing Scale | [14 empty] | 6106.5 | 6106.5
21.1 | Visicooler | Visicooler-Upright Chiller 11 cases | Visicooler | 70003769 | 1 | 69 | 19820 |  | L1: 20000; L2: 18800 | 19540 | 0.18 |  | 23057.2 | 23057.2
21 |  | Total Visi Cooler Cost | Visicooler | [14 empty] | 23057.2 | 23057.2
22.1 | MOP Bucket | Maxi Jolly Mop Bucket-Wringer BUCKET | MOP Bucket | 70000558 | 1 | 76 | 5111.2857 |  | L1: 4900 | 5005.6429 | 0.18 |  | 5906.6586 | 5906.6586
22.2 |  | Maxi Jolly Mop Bucket-Floor Sign | MOP Bucket | 70000557 | 1 | 104 | 429.4615 |  | L1: 225 | 327.2308 | 0.18 |  | 386.1323 | 386.1323
22.3 |  | Maxi Jolly Mop Bucket-DustPan with Broom | MOP Bucket | 70000556 | 1 | 69 | 638.1 |  | L1: 250 | 444.05 | 0.18 |  | 523.979 | 523.979
22.4 |  | Maxi Jolly Mop Bucket-Brom,hndle,DustPan | MOP Bucket | 70000555 | 1 | 77 | 263 |  | L1: 575 | 419 | 0.18 |  | 494.42 | 494.42
22 |  | Total Mop Bucket Cost | MOP Bucket | [14 empty] | 7311.1899 | 7311.1899
23.1 | Microwave | Microwave Oven | Microwave | 70000573 | 1 | 84 | 4565.5 |  | L1: 4492 | 4528.75 | 0.18 |  | 5343.925 | 5343.925
23 |  | Total Microwave Cost | Microwave | [14 empty] | 5343.925 | 5343.925
24.1 | Servo | SERVO-45 KVA OIL COOL INPUT 340-480V | Servo | 70005860 | 0 | 36 | 74542.7273 |  | L1: 62310; L2: 74700; L3: 87000 | 74638.1818 | 0.18 | 4000 | 0 | 0
24.2 |  | SERVO-60 KVA OIL COOL INPUT 340-480V | Servo | 70005861 | 1 | 5 | 106072.6667 |  | L1: 78800; L2: 89200 | 91357.5556 | 0.18 | 4000 | 112521.9156 | 112521.9156
24 |  | Total Servo Stabliser Cost | Servo | [14 empty] | 112521.9156 | 112521.9156
25.1 | Panel & DB | ELECTRICAL/APFC PANEL-WITH EMS FEATURES | Electrical panel | 70004896 | 1 |  |  |  | L1: 111000; L2: 116000; L3: 117000 | 114666.6667 | 0.18 | 7000 | 143566.6667 | 143566.6667
25.2 |  | ELECTRICAL MINI PANEL |  | 70007636 | 0 | 18 | 62500 |  | L1: 51000; L2: 64500; L3: 66000 | 60500 |  | 7000
25 |  | Total Panel & Switch Boards Cost | Electrical panel | [14 empty] | 143566.6667 | 143566.6667
26.1 | SS Equipment | Aluminium Ladder- 8 FT (HSN 7616) | SS Equipment | 70003611 | 1 | 45 | 4890.7692 |  | L1: 4660 | 4775.3846 | 0.18 | 600 | 6342.9538 | 6342.9538
26.2 |  | Equipment Knee Opt Sink-MOC SS202/304 | SS Equipment | 70006080 | 1 | 9 | 17439 |  | 17863 | 13256 | 20500 | 17250 |  |  | 17261.6 | 0.18 |  | 20368.688 | 20368.688
26.3 |  | Equipment Elbow Opt Sink-MOC SS202/304 | SS Equipment | 70009412 | 0 | 6 | 13000 |  | 17200 | 13000 | 19700 | 17250 |  |  | 16030 | 0.18 |  | 0 | 0
26.4 |  | Equipment Helmet Rack-SS202 | SS Equipment | 70006101 | 4 | 69 | 2318 |  | 1808 | 1650 | 1510 | 2200 |  |  | 1897.2 | 0.18 |  | 8954.784 | 8954.784
26.5 |  | COMPUTER RACK SHEET TYPE | SS Equipment | 70000243 | 1 | 33 | 3928.1111 |  | 1900 | 2150 | 1653 | 1950 |  |  | 2316.2222 | 0.18 |  | 2733.1422 | 2733.1422
26.6 |  | Equipment Computer Rack-MOC SS202 | SS Equipment | 70006092 | 2 | 44 | 4152.2727 |  | 3500 | 3300 | 3004 | 3200 |  |  | 3431.2545 | 0.18 |  | 8097.7607 | 8097.7607
26.7 |  | PVC Strip Curtain - Cold Room | Cold Room | 70000681 | 1 | 77 | 1755 |  | L1: 1750; L2: 2300 | 1935 | 0.18 |  | 2283.3 | 2283.3
26.8 |  | PALLETS 900 x 900 x 150mm | SS Equipment | 70000624 | 0 | 249 | 2577 |  | L1: 2760 | 2668.5 | 0.18 |  | 0 | 0
26.9 |  | Equipment Exhaust Hood-3240 | SS Equipment | 70006085 | 0 | 63 | 73917.6 |  | 68000 | 73000 | 75500 | 72500 |  |  | 72583.52 | 0.18 |  | 0 | 0
26.1 |  | Oven hood - Small Oven | SS Equipment | 70000610 | 1 |  | 99500 |  | 99500 | 99500 | 99500 | 99500 |  |  | 99500 | 0.18 |  | 117410 | 117410
26.11 |  | CUT Table-4FT X 3FT | SS Equipment | 70000269 | 0 | 1 | 27650 |  | #N/A | #N/A | #N/A | #N/A |  |  | #N/A | 0.18 |  | 0 | 0
26.12 |  | CUT Table-4 FT X 4 FT | SS Equipment | 70006097 | 0 | 8 | 46381.5 |  | 42570 | 37953 | 43519 | 65000 |  |  | 47084.7 | 0.18 |  | 0 | 0
26.13 |  | Equipment Cut Table-5X4 MOC SS202/304 | SS Equipment | 70006098 | 0 | 65 | 60445.5769 |  | 49500 | 53990 | 49525 | 73000 |  |  | 57292.1154 | 0.18 | 1000 | 0 | 0
26.14 |  | CUT Table-6 FT X 4 FT | SS Equipment | 70006099 | 1 | 3 | 51299 |  | 59000 | 56500 | 55978 | 79000 |  |  | 60355.4 | 0.18 | 0 | 71219.372 | 71219.372
26.15 |  | Equipment SS Storage rack-MOC SS202 | SS Equipment | 70006095 | 3 | 165 | 17025.8636 |  | 14341 | 14300 | 13800 | 19000 |  |  | 15693.3727 | 0.18 | 1000 | 56734.5395 | 56734.5395
26.16 |  | Equipment SS Storage rack-MOC SS304 | SS Equipment | 70007225 | 3 | 119 | 13920.2727 |  | 14000 | 13800 | 0 | 0 |  |  | 8344.0545 | 0.18 | 1000 | 30717.9531 | 30717.9531
26.17 |  | Equipment Slap Table-5ft MOC SS202/304 | SS Equipment | 70006089 | 1 | 44 | 43433.6875 |  | 42000 | 37800 | 41085 | 45000 |  |  | 41863.7375 | 0.18 | 500 | 49989.2103 | 49989.2103
26.18 |  | Equipment Slap Table- 6ft MOC SS202/304 | SS Equipment | 70006090 | 0 | 4 | 50388.25 |  | 45000 | 46500 | 44532 | 48500 |  |  | 46984.05 | 0.18 | 0 | 0 | 0
26.19 |  | Equipment Sauce Table-MOC SS202/304 | SS Equipment | 70006091 | 1 | 41 | 22490.1667 |  | 22988 | 21400 | 20099 | 23500 |  |  | 22095.4333 | 0.18 | 1000 | 27252.6113 | 27252.6113
26.2 |  | Equipment Three Sink-5ft MOC SS202/304 | SS Equipment | 70006082 | 1 | 37 | 39792.75 |  | 38316 | 40651 | 43500 | 35500 |  |  | 39551.95 | 0.18 | 1000 | 47851.301 | 47851.301
26.21 |  | Equipment Overhead Cabinet-5' MOC SS202 | SS Equipment | 70006094 | 1 | 35 | 14285.5556 |  | 14250 | 13940 | 12500 | 15750 |  |  | 14145.1111 | 0.18 | 1000 | 17871.2311 | 17871.2311
26.22 |  | Equipment Router Table-MOC 202/304 | SS Equipment | 70006096 | 1 | 39 | 30251.1429 |  | 35000 | 28325 | 26450 | 25500 |  |  | 29105.2286 | 0.18 | 1000 | 35524.1697 | 35524.1697
26.23 |  | Equipment MS Trolley-SS 75mm Nylon | SS Equipment | 70006102 | 15 | 641 | 4044.2759 |  | 1900 | 1950 | 1722 | 2000 |  |  | 2323.2552 | 0.18 | 500 | 41711.6166 | 41711.6166
26.24 |  | Equipment Oven Top 540-MOC SS202 | SS Equipment | 70006104 | 0 | 56 | 7357.5 |  | 4000 | 3500 | 3264 | 4800 |  |  | 4584.3 | 0.18 | 0 | 0 | 0
26.25 |  | Equipment Oven Top -XLT 1832 | SS Equipment | 70007117 | 1 | 60 | 2644 |  | 3,400 | 2300 | 2104 | 2750 |  |  | 2449.5 | 0.18 |  | 2890.41 | 2890.41
26.26 |  | Equipment Oven Top -XLT 3240 | SS Equipment | 70007119 | 1 | 60 | 4504 |  | 4400 | 3600 | 3345 | 4500 |  |  | 4069.8 | 0.18 | 0 | 4802.364 | 4802.364
26.27 |  | Equipment Oven Trolly -XLT 3240 | SS Equipment | 70006712 | 1 | 24 | 14600 |  | 15487 | 14500 | 12500 | 14200 |  |  | 14257.4 | 0.18 | 0 | 16823.732 | 16823.732
26.28 |  | Equipment Oven Trolley 540-MOC SS202 | SS Equipment | 70006103 | 0 | 56 | 12587.5 |  | 7700 | 7950 | 7384 | 9500 |  |  | 9024.3 | 0.18 | 0 | 0 | 0
26.29 |  | Equipment Oven Top 536-MOC SS202 | SS Equipment | 70006109 | 0 |  |  |  | #N/A | #N/A | #N/A | #N/A |  |  | #N/A | 0.18 | 0 | 0 | 0
26.3 |  | Equipment MOP Sink-MOC SS202/304 | SS Equipment | 70006083 | 1 | 24 | 14134.8 |  | 13300 | 14950 | 14699 | 13000 |  |  | 14016.76 | 0.18 | 500 | 17129.7768 | 17129.7768
26.31 |  | Cheese Burst Stand-For Totila | SS Equipment | 70007168 | 1 | 48 | 6224.8571 |  | 4974 | 5800 | 6000 | 4300 |  |  | 5459.7714 | 0.18 |  | 6442.5303 | 6442.5303
26.32 |  | Grease Chamber | SS Equipment | 70000441 | 2 | 2 | 31050 |  | L3: 44500; L4: 22500; L6: 24000 | 30512.5 | 0.18 |  | 72009.5 | 72009.5
26.33 |  | SS Container 500ml with Lid | SS Equipment | 70009297 | 1 | 270 | 193.3636 |  | 160 | 160 | 160 | 160 |  |  | 166.6727 | 0.18 |  | 196.6738 | 196.6738
26.34 |  | SS Container 1000ml with Lid | SS Equipment | 70009298 | 1 | 270 | 231 |  | 231 | 231 | 231 | 231 |  |  | 231 | 0.18 |  | 272.58 | 272.58
26.35 |  | SS Container 2000ml with Lid | SS Equipment | 70009299 | 1 | 540 | 353 |  | 353 | 353 | 353 | 353 |  |  | 353 | 0.18 |  | 416.54 | 416.54
26.36 |  | SS Container 2500ml with Lid | SS Equipment | 70009300 | 1 | 540 | 438 |  | 438 | 438 | 438 | 438 |  |  | 438 | 0.18 |  | 516.84 | 516.84
26.37 |  | SS Container 5,000ml with Lid | SS Equipment | 70009301 | 1 | 180 | 624 |  | 624 | 624 | 624 | 624 |  |  | 624 | 0.18 |  | 736.32 | 736.32
26.38 |  | SS Container 7,000ml with Lid | SS Equipment | 70009302 | 1 | 270 | 842 |  | 842 | 842 | 842 | 842 |  |  | 842 | 0.18 |  | 993.56 | 993.56
26.39 |  | SS Container 10,000ml with Lid | SS Equipment | 70009303 | 1 | 450 | 914 |  | 914 | 914 | 914 | 914 |  |  | 914 | 0.18 |  | 1078.52 | 1078.52
26.4 |  | PRP Table | SS Equipment | 70008067 | 1 | 38 | 2928.4444 |  | 2500 | 2700 | 2452 | 2200 |  |  | 2556.0889 | 0.18 |  | 3016.1849 | 3016.1849
26.41 |  | Equipment Utensil Drying Rack | SS Equipment | 70007052 | 1 | 32 | 5339.4444 |  | 3820 | 3825 | 3800 | 5200 |  |  | 4396.8889 | 0.18 |  | 5188.3289 | 5188.3289
|  | Total SS Equipments Cost | SS Equipment | [5 empty] | L1: 630475.9936 |  |  |  | 677576.494 | 677576.494
27.1 | LPG Works | LPG Installation | LPG works | 3002630 | 1 |  |  |  | L1: 272593.934 | 272593.934 | 0.18 |  | 321660.8422 | 321660.8422
27.2 |  | LPG Installation outstation | LPG works | 3002630 | 0 |  |  |  | L1: 15000 | 15000 | 0.18 |  | 0 | 0
27.3 |  | Additional cost |  |  | 0 |  |  |  | L1: 80000 | 80000 | 0.18 |  | 0 | 0
|  | TPI |  |  | 0 |  |  |  | L1: 15000 | 15000 | 0.18 |  | 0 | 0
|  | Fire Supression |  |  | 0 |  |  |  | L1: 224000 | 224000 | 0.18 |  | 0 | 0
27 |  | Total LPG Installation Cost | LPG works | [14 empty] | 321660.8422 | 321660.8422
28.1 | Waste Bin | WASTE BIN-50 LTR WITH PADDLE GREEN COLOR | Waste Bin | 70004862 | 1 | 71 | 1090 |  | L1: 775 | 775 | 0.18 |  | 914.5 | 914.5
28.2 |  | WASTE BIN-50 LTR WITH PADDLE BLUE COLOR | Waste Bin | 70004882 | 1 | 67 | 1090 |  | L1: 775 | 775 | 0.18 |  | 914.5 | 914.5
28 |  | Total Waste Bin Cost | Waste Bin | [14 empty] | 1829 | 1829
29.1 | Transportation | Transpotation cost | Transportation | 3000058 | 1 |  |  |  | L1: 52822 | 52822 | 0 |  | 52822 | 52822
29.2 |  | Transpotation cost for longer distance | Transportation | 3000058 | 0 |  |  |  | L1: 30000 | 0 | 0 |  | 0 | 0
29 |  | Total Transportation Cost | Transportation | [14 empty] | 52822 | 52822
30.1 | Waste Water Treatment | ETP & Installation | ETP / OGT | 3000019 | 1 |  |  |  | L1: 102363; L2: 123000 | 112681.5 | 0.18 | 25000 | 162464.17 | 162464.17
30.2 |  | ETP flow meter mandate for J&k | ETP / OGT | 3000019 | 1 |  |  |  | L1: 60000; L2: 102363; L3: 183000 | 115121 | 0.18 | 0 | 135842.78 | 135842.78
30.3 |  | OGT Tank & Installation | ETP / OGT | 70002867 | 1 | 21 | 29829.3333 |  | L1: 18000; L2: 28300 | 23150 | 0.18 | 2500 | 30267 | 30267
30 |  | Total Waste Water Treatment Cost | ETP / OGT | [14 empty] | 328573.95 | 328573.95
31.1 | Bikes & Accessories | Bike-100 CC HF Dlx | Bikes | 70003443 | 0 |  |  |  | L1: 58765 | 58765 | 0.28 |  | 0 | 0
31.2 |  | AMPERE ZEAL CA | Bikes | 70009306 | 10 |  |  |  | L1: 99905 | 99905 | 0.05 |  | 1049002.5 | 1049002.5
31.3 |  | E-BIKES REVOLT RV300 | Bikes | 70004385 | 0 |  |  |  | L1: 0 | 0 | 0.05 |  | 0 | 0
31.4 |  | BAJAJ PULSAR 150 STD. | Bikes | 70006843 | 0 |  |  |  | L1: 105000 | 105000 | 0.18 |  | 0 | 0
31.5 |  | Sticker for Delivery Pizza Box | Bikes Accessories | 70003386 | 10 | 356 | 24.2143 |  | L1: 125 | 125 | 0.18 |  | 1475 | 1475
31.6 |  | Dominos Logo for Bike Pizza Box | Bikes Accessories | 70003387 | 0 | 378 | 87.0769 | 0 | L1: 0 | 0 | 0.18 |  | 0 | 0
31.7 |  | Bike-Others charges(Registation, Insurance & other) | Bikes | 70001952 | 10 |  |  |  | L1: 20431 | 20431 | 0 |  | 204310 | 204310
31.8 |  | Pizza Box Stand -Electric bike | Bikes Accessories | 70006800 | 10 | 595 | 1135.8333 |  | L1: 1100; L2: 1050 | 1075 | 0.18 | 350 | 13098 | 13098
31.9 |  | Pizza Box - Small | Bikes Accessories | 70004493 | 10 | 710 | 3209.0909 |  | L1: 3100 | 3100 |  |  |  | 31000
31.1 |  | Pizza Box Stand-Hero | Bikes Accessories | 70003803 | 0 | 131 | 878.875 |  | L1: 650 | 650 | 0.18 |  | 0 | 0
31.11 |  | BIKE CHARGING STATION | Bikes Accessories | 70007285 | 1 | 23 | 36374.75 |  | L1: 35000; L2: 37100; L3: 37399 | 36468.4375 | 0.18 |  |  | 43032.7562
31 |  | Total Bike Cost | Bikes | [14 empty] | 1267885.5 | 1341918.2563
32.1 | Signage | Signage Façade | Signage | 3000055 | 1 |  |  |  | L1: 225000 | 225000 | 0.18 |  | 265500 | 265500
32.2 |  | Internal Signage | Signage |  | 1 |  |  |  | L1: 245000 | 245000 | 0.18 |  | 289100 | 289100
32.3 |  | Pole | Signage |  | 1 |  |  |  | L1: 50000 | 50000 | 0.18 |  | 59000 | 59000
32.4 |  | Installation & Crane charges | Signage |  | 1 |  |  |  | L1: 25000 | 25000 | 0.18 |  | 29500 | 29500
32.5 |  | Freight | Signage |  | 1 |  |  |  | L1: 18000 | 18000 | 0.18 |  | 21240 | 21240
32.6 |  | Scaffolding Charges (rate in sqft) | Signage |  | 0 |  |  |  | L1: 20 | 20 | 0.18 |  | 0 | 0
32.7 |  | Additional Signage | Signage |  | 1 |  |  |  | L1: 0 | 0 | 0.18 |  | 0 | 0
32 |  | Total Signage Cost | Signage | [14 empty] | 664340 | 664340
33.1 | DMB | Samsung DM32E | DMB | 70005849 | 5 |  |  |  | L1: 32250 | 32250 | 0.18 |  | 190275 | 190275
33.2 |  | Samsung PMH43 | DMB | 70005847 | 0 |  |  |  | L1: 36100 | 36100 | 0.28 |  | 0 | 0
33.3 |  | DMB Installation of PMH43 | DMB | 3007828 | 0 |  |  |  | L1: 7180 | 7180 | 0.18 |  | 0 | 0
33 |  | Total DMB & Installation Cost | DMB | [14 empty] | 190275 | 190275
34.1 | Promo Panel | Samsung UD46 | Promo Panel | 70005848 | 1 |  |  |  | L1: 78900 | 78900 | 0.28 |  | 100992 | 100992
34.2 |  | DMB - MEDIA PLAYER | Promo Panel | 70000306 | 0 |  |  |  | L1: 18700 | 18700 | 0.18 |  | 0 | 0
34.3 |  | Promo PANEL installtion UD46 | Promo Panel | 3007829 | 1 |  |  |  | L1: 12000 | 12000 | 0.18 |  | 14160 | 14160
|  | Digitel display |  |  | 0 |  |  |  | L1: 250000 | 250000 | 0.18 |  | 0 | 0
34 |  | Total Promo Panel & Installation Cost | Promo Panel | [14 empty] | 115152 | 115152
35.1 | Digital Kiosk | Self Order Taking Kiosk | Kiosk | 70002192 | 0 | 1 | 182310 | [7 empty] | 0 | 0.18 |  | 0 | 0
35 |  | Total Digitel Kiosk Cost | Digital Kiosk | [14 empty] | 0 | 0
36.1 | IT Equipments | COMPUTER-DESKTOP WITHOUT TFT INC KEYBOARD & MOUSE | IT Equipments | 70007601 | 2 | 149 | 34120 |  | L1: 34120 | 34120 | 0.18 |  | 80523.2 | 80523.2
36.2 |  | Thinclient-Keyboard /Mouse | IT Equipments | 70001645 | 4 | 335 | 15736.3571 |  | L1: 15605 | 15670.6786 | 0.18 |  | 73965.6029 | 73965.6029
36.3 |  | COMPUTER TFT - 21.5" TFT MONITOR | IT Equipments | 70005868 | 4 | 319 | 4994.6667 |  | L1: 4880 | 4937.3333 | 0.18 |  | 23304.2133 | 23304.2133
36.4 |  | POS-POSIFLEX 3616 WITH SECOND DISPLAY | IT Equipments | 70009371 | 2 | 133 | 42300 |  | L1: 42300 | 42300 | 0.18 |  | 99828 | 99828
36.5 |  | POS-POSIFLEX CASH DRAWER | IT Equipments | 70007309 | 2 | 139 | 3800 |  | L1: 3800 | 3800 | 0.28 |  | 9728 | 9728
36.6 |  | POSBANK - TERMINAL | IT Equipments | 70006361 | 0 | 93 | 8936.3636 |  | L1: 34000 | 21468.1818 | 0.18
36.7 |  | POSBANK - DISPLAY | IT Equipments | 70006359 | 0 | 89 | 32454.5455 |  | L1: 9500 | 20977.2727 | 0.18
36.8 |  | POSBANK- CASH DRAWER | IT Equipments | 70007349 | 0 | 92 | 1500 |  | L1: 3800 | 2650 | 0.18
36.9 |  | POSBANK- CASH DRAWER M/B | IT Equipments | 70007252 | 0 | 92 | 3800 |  | L1: 1500 | 2650 | 0.18
36.1 |  | Lenevo ST50 Server | IT Equipments | 70005762 | 1 | 9 | 49150 |  | L1: 49150 | 49150 | 0.18 |  | 57997 | 57997
36.11 |  | Server Lenovo ST50v2 | IT Equipments | 70009330 | 0 | 58 | 49150 |  | L1: 49150 | 49150 | 0.18
36.12 |  | UPS- 02KVA Online Tower UPS | IT Equipments | 70005832 | 1 | 37 | 27500 |  | L1: 27500 | 27500 | 0.18 |  | 32450 | 32450
36.13 |  | UPS- 03KVA Online Tower UPS | IT Equipments | 70000898 | 1 | 37 | 28500 |  | L1: 28500 | 28500 | 0.18 |  | 33630 | 33630
36.14 |  | Printer Thermal-POSIFLEX RP80 3"Ethernet | IT Equipments | 70002549 | 2 | 137 | 8100 |  | L1: 8100 | 8100 | 0.18 |  | 19116 | 19116
36.15 |  | Printer - KYOCERA Laserjet Printer | IT Equipments | 70007991 | 1 | 74 | 7800 |  | L1: 7800 | 7800 | 0.18 |  | 9204 | 9204
36.16 |  | IT Rack- 42U Rack with accessories | IT Equipments | 70006700 | 1 | 41 | 26793.3333 |  | L1: 26090; L2: 26450 | 26444.4444 | 0.18 |  | 31204.4444 | 31204.4444
36.17 |  | FORTINET ROUTER 40F | IT Equipments | 70007723 | 1 | 18 | 70900 |  | L1: 70900 | 70900 |  |  |  | 70900
36.18 |  | IT INSTALLATION | IT Equipments | 3000011 | 1 |  |  |  | 8000 | 8000 | 8800 | 6300 | 8000 | 11700 | 8466.6667 | 0.18 |  | 9990.6667 | 9440
36 |  | Total IT Equipments Cost | IT Equipments | [14 empty] | 480941.1273 | 551290.4606
37.1 | Networking | Networking Material & Installation | Networking | 3000009 | 1 |  |  |  | L1: 57862.3294 | 57862.3294 | 0.18 |  | 68804.9628 | 68277.5486
37 |  | Total Networking Cost | Networking | [14 empty] | 68804.9628 | 68277.5486
38.1 | CCTV | CCTV - 8 CHANNEL NVR | CCTV | 70001030 | 0 | 56 | 19538.4615 |  | L1: 19800 | 0 | 0.18 |  | 0 | 0
38.2 |  | CCTV- 2.0MP IPC Dome Camera | CCTV | 70000103 | 0 | [9 empty] | 0 | 0.18 |  | 0 | 0
38.3 |  | CCTV -Cable (CAT 6) | CCTV | 70000115 | 0 | [9 empty] | 0 | 0.18 |  | 0 | 0
38.4 |  | CCTV -Conduit | CCTV | 70000118 | 0 | [9 empty] | 0 | 0.18 |  | 0 | 0
38.5 |  | CCTV -HDD 4TB | CCTV | 70000124 | 0 | 55 | 8450 |  | L1: 8600 | 0 | 0.18 |  | 0 | 0
38.6 |  | CCTV-16 Channel NVR | CCTV | 70000138 | 1 | 9 | 29800 |  | L1: 29800 | 29800 | 0.18 |  | 35164 | 35164
38.7 |  | CCTV-Camera | CCTV | 70001302 | 0 | [9 empty] | 0 | 0.18 |  | 0 | 0
38.8 |  | CCTV-HARD DISK 6 TB | CCTV | 70004764 | 1 | 12 | 13500 |  | L1: 13500 | 13500 | 0.18 |  | 15930 | 15930
38.9 |  | CCTV-IP DOME CAMERA | CCTV | 70003608 | 12 | 543 | 4375.7692 |  | L1: 4600 | 4487.8846 | 0.18 |  | 63548.4462 | 63548.4462
38.1 |  | CCTV - 4 CHANNEL NVR | CCTV | 70001029 | 0 | 7 | 10916.6667 |  | L1: 11500 | 0 | 0.18 |  | 0 | 0
38.11 |  | CCTV INSTALLATION | CCTV | 3000003 | 1 |  |  |  | L1: 10000 | 10000 | 0.18 |  | 11800 | 11800
38 |  | Total CCTV Cost | CCTV | [14 empty] | 126442.4462 | 126442.4462
39.1 | Legal Compliance | Licence and permits | Legal Compliance |  | 1 |  |  |  | L1: 40000 | 40000 |  |  | 40000 | 40000
39.2 |  | Store Opening Fees | Legal Compliance |  | 1 |  |  |  | L1: 375000 | 375000 |  |  | 375000 | 375000
39.3 |  | Registration fees | Legal Compliance |  | 1 |  |  |  | L1: 100000 | 100000 |  |  | 100000 | 100000
39.4 |  | Broker fees | Brokerage Fees | 3002301 | 1 |  |  |  | L1: 196470 | 196470 | 0.18 |  | 231834.6 | 231834.6
39 |  | Total Legal Compliance Cost | Brokerage Fees | [14 empty] | 746834.6 | 746834.6
|  | GRAND TOTAL | [15 empty] | #REF! | #REF!
| Service | [17 empty] | 6269261.2915
Note on J67: Nitin Srivastava: only for South

## Standalone (Mall High street) (hidden)
NEW STORE CAPEX ESTIMATION
STORE NAME |  | Standalone (Mall/High street)
ROI Capex |  |  | Nearest Plant
Actual Capex |  | #REF! | Nearest DPI
CARPET AREA |  | #REF!
S.N. | Capex Head | Capex Item Description | Category | Code | Qty | WHS stock as on 21 Dec | Average Rate | New Rate | L1 | L2 | L3 | L4 | L5 | L6 | Avg Rate | Tax Rate | Freight | Total Amount as per Average Rate | Corporate Capex
1.1 | Civil Work | Civil | Civil Work |  | #REF! |  |  |  | L1: #REF! | #REF! | 0.18 |  | #REF! | #REF!
1.2 |  | Outstation | Civil Work |  | 0 |  |  |  | L1: 173079.45 | 0 | 0 |  | 0 | 0
1.3 |  | Fire Tank Work | Civil Work |  | 0 | [9 empty] | 0 | 0.18 |  | 0 | 0
1.4 |  | Fire Sprinkler Work | Civil Work |  | 0 | [9 empty] | 0 | 0.18 |  | 0 | 0
1.5 |  | MS Structure work for plateform | Civil Work |  | 0 | [9 empty] | 0 | 0.18 |  | 0 | 0
1.6 | 3D Drawings | 3D Drawings | 3D design | 3003170 | 3 |  |  |  | L1: 5500; L2: 6000; L3: 7500 | 6333.3333 | 0.18 |  | 22420 | 22420
1 | Civil Work | Total Civil Work cost | Civil Work | 3000016 | [11 empty] | 0.18 | 0 | #REF! | #REF!
2.1 | Light Fixtures | LIGHT-PANEL 36W 6K BLACKFINSH | Light Fixtures | 70004476 | 10 |  |  |  | 1707 | 1600 | 2200 | 3600 |  |  | 2276.75 | 0.18 | 500 | 27455.65 | 26550
2.2 |  | LIGHT-RECESSED DOWNLIGHT 15W 4K | Light Fixtures | 70004477 | 5 | 7 | 650 |  | 569 | 650 | 500 | 500 |  |  | 573.8 | 0.18 | 500 | 3975.42 | 3540
2.4 |  | LIGHT-DECORATIVE PENDANT 9W 4K BLACK | Light Fixtures | 70004479 | 4 | 3 | 867 |  | 569 | 850 | 600 | 575 |  |  | 692.2 | 0.18 | 500 | 3857.184 | 3422
2.5 |  | LIGHT-TRACK MOUNTED 18W/4K/45°BLAC FINSH | Light Fixtures | 70004480 | 0 | 87 | 1499.25 |  | 1415 | 1500 | 1500 | 1450 |  |  | 1472.85 | 0.18 | 500 | 0 | 0
2.6 |  | LIGHT-RECESSMOUNTED 18W/3K/45°BLAC FINSH | Light Fixtures | 70004481 | 0 | 29 | 1378 |  | 1295 | 1300 | 1600 | 1550 |  |  | 1424.6 | 0.18 | 500 | 0 | 0
2.8 |  | LIGHT-SURFACELINEAR PROFILE 20W 4K BLACK | Light Fixtures | 70004483 | 0 | 64 | 1897.75 |  | 1870 | 1700 | 2000 | 2250 |  |  | 1943.55 | 0.18 | 500 | 0 | 0
2.9 |  | LIGHT SUSPENSION KIT BLACK | Light Fixtures | 70004217 | 6 | 139 | 73 |  | 89 | 125 | 138 | 90 |  |  | 103 | 0.18 | 500 | 1319.24 | 1567.04
2.1 |  | Light-3Circuit Power Track 2M BlacFinish | Light Fixtures | 70003921 | 1 | 116 | 937.5714 |  | 854 | 700 | 690 | 750 |  |  | 786.3143 | 0.18 | 500 | 1517.8509 | 1404.2
2.11 |  | Light-3Circuit Power Track 1M BlacFinish | Light Fixtures | 70003922 | 2 | 61 | 413.5 |  | 427 | 350 | 345 | 350 |  |  | 377.1 | 0.18 | 500 | 1479.956 | 1404.2
2.12 |  | LIGHT-18W SURFACE MOUNTED CYLINDRICAL 4K | Light Fixtures | 70007995 | 0 |  |  |  | 1033 | 950 | 1150 | 1250 |  |  | 1095.75 | 0.18 |  | 0 | 0
2.13 |  | LIGHT- 9W SURFACE MOUNTED CYLINDRICAL | Light Fixtures | 70008925 | 26 | 279 | 613 |  | 612 | 615 | 850 | 975 |  |  | 733 | 0.18 |  | 22488.44 | 26078
2.14 |  | LIGHT- 6W DECORATIVE CONICAL LIGHT 4K | Light Fixtures | 70008926 | 0 | 37 | 1859.3333 |  | 1814 | 1950 | 1890 | 2100 |  |  | 1922.6667 | 0.18 |  | 0 | 0
2.15 |  | PROFILE LIGHT IN 6000 K-40W WITH 3 PCB R | Light Fixtures | 70009332 | 0 | 103 | 1681 |  | 1462 | 1900 | 1880 | 1350 |  |  | 1654.6 | 0.18 |  | 0 | 0
2.16 |  | PROFILE LIGHT IN 4000 K-30W WITH PCB | Light Fixtures | 70009333 | 0 |  |  |  | 2114 | 3900 | 3350 | 3400 |  |  | 3191 | 0.18 |  | 0 | 0
2.17 |  | CONCEALED SPOT LIGHT IN 9W WITH IP65 | Light Fixtures | 70009334 | 0 | 63 | 1229 |  | 1158 | 1300 | 1150 | 1250 |  |  | 1217.4 | 0.18 |  | 0 | 0
2.18 |  | CONCEALED PANEL LIGHT IN 12W WITH 4000 K | Light Fixtures | 70009335 | 3 | 29 | 342.5 |  | 385 | 300 | 400 | 525 |  |  | 390.5 | 0.18 |  | 1382.37 | 1416
2.19 |  | DECO. PENDANT LIGHT IN 6000 K/LED BULB O | Light Fixtures | 70009336 | 0 | 76 | 397.5 |  | 395 | 400 | 680 | 800 |  |  | 534.5 | 0.18 |  | 0 | 0
2.2 |  | TRACK SPOT LIGHT 9W, 24 DEGREE BEAM ANGL | Light Fixtures | 70009337 | 4 | 80 | 593.5 |  | 587 | 600 | 850 | 950 |  |  | 716.1 | 0.18 |  | 3379.992 | 4012
2.21 |  | TRACK SPOT LIGHT 18W 45/60 DEGREE BEAM A | Light Fixtures | 70009338 | 0 | 40 | 721 |  | 721 | 700 | 1150 | 1250 |  |  | 908.4 | 0.18 |  | 0 | 0
2.22 |  | TRACK SPOT LIGHT 25W 45/60 DEGREE BEAM A | Light Fixtures | 70009339 | 0 |  |  |  | 1164 | 1200 | 1360 | 1450 |  |  | 1293.5 | 0.18 |  | 0 | 0
2.23 |  | LED NORMAL TUBE LIGHT | Light Fixtures | 70009340 | 3 | 20 | 207.5 |  | 190 | 225 | 280 | 300 |  |  | 240.5 | 0.18 |  | 851.37 | 991.2
2.24 |  | DECO.DOME LIGHT 4000 K/LED BULB OF 6W 30 | Light Fixtures | 70009341 | 9 |  |  |  | 1681 | 1700 | 1890 | 2100 |  |  | 1842.75 | 0.18 |  | 19570.005 | 20071.8
2.25 |  | Light-3Circuit Straight Joint BlacFinish | Light Fixtures | 70003923 | 0 | 115 | 95.25 |  | 214 | 91 | 100 | 100 |  |  | 120.05 | 0.18 | 500 | 0 | 0
2 |  | Total Light Fixtures Cost | Light Fixtures | [14 empty] | 87277.4779 | 90456.44
3.1 |  | Dining table - 600MM x 600MM 'N' | Furniture | 70007351 | 13 |  |  |  | L1: 6025; L2: 8344; L3: 8344 | 8344 | 0.18 | 10000 | 139796.96 | 104223.5
3.2 |  | Dining table - 800MM x 800MM 'N' | Furniture | 70007392 | 1 |  |  |  | L1: 7415; L2: 11040; L3: 9450 | 9301.6667 | 0.18 |  | 10975.9667 | 8749.7
3.3 |  | Bar Chair with cushion 'N' | Furniture | 70007393 | 0 |  |  |  | L1: 5749; L2: 6608; L3: 6100 | 6152.3333 | 0.18 |  | 0 | 0
3.4 |  | Bar table 'N' (RFT) | Furniture | 70007394 | 0 |  |  |  | L1: 2099; L2: 1729; L3: 1800 | 1876 | 0.18 |  | 0 | 0
3.5 |  | Dining table chair(With cushion Grey)N | Furniture | 70007395 | 0 |  |  |  | L1: 5444; L2: 5931; L3: 5931 | 5931 | 0.18 |  | 0 | 0
3.6 |  | Community table 1500 x 600 x 750 mm F | Furniture | 70003979 | 0 |  |  |  | L1: 7050; L2: 7274; L3: 10600 | 8308 | 0.18 |  | 0 | 0
3.7 |  | Community table seating 1500x450x450mm F | Furniture | 70003980 | 0 |  |  |  | L1: 6256; L2: 6416; L3: 10000 | 7557.3333 | 0.18 |  | 0 | 0
3.8 |  | BoothÂ table 'N' | Furniture | 70007397 | 2 | 1 | 14584 |  | L1: 9000; L2: 14240; L3: 13300 | 12781 | 0.18 | 10000 | 41963.16 | 33040
3.9 |  | Booth sofa -Â Single Seat - 1200x700MM |  | 70007398 | 4 | 2 | 20250 |  | L1: 14550; L2: 14552; L3: 21850 | 17800.5 | 0.18 | 10000 | 95818.36 | 80476
3.1 |  | Chair - Office |  | 70000154 | 0 | 27 | 4179.5 |  | L1: 4000; L2: 3900; L3: 4000 | 4019.875 | 0.18 | 2000 | 0 | 0
3.11 |  | FURNITURE-BTH SOFA-900x550MM | Furniture | 70009384 | 0 |  |  |  | L1: 12850; L2: 0; L3: 0 | 4283.3333 | 0.18 |  | 0 | 0
3.12 |  | FURNITURE-BTH SOFA-1200x550MM | Furniture | 70008908 | 2 | 4 | 34677 |  | L1: 15552; L2: 0; L3: 0 | 12557.25 | 0.18 |  | 29635.11 | 36702.72
3.13 |  | FURNITURE-BTH SOFA-1500x550MM | Furniture | 70008909 | 1 | 9 |  |  | L1: 19190; L2: 0; L3: 0 | 19190 | 0.18 |  | 22644.2 | 22644.2
3.14 |  | FURNITURE-BTH SOFA-1800x550MM | Furniture | 70009315 | 0 |  |  |  | L1: 22950; L2: 0; L3: 0 | 7650 | 0.18 |  | 0 | 0
3.15 |  | Furniture-Community Chair -Red | Furniture | 70009402 | 13 |  |  |  | L1: 5950; L2: 0; L3: 0 | 1983.3333 | 0.18 |  | 30424.3333 | 91273
3.16 |  | Furniture-Community Chair -Blue | Furniture | 70009403 | 13 |  |  |  | L1: 5950; L2: 0; L3: 0 | 1983.3333 | 0.18 |  | 30424.3333 | 91273
3.17 |  | COMMUNITY LOGO TABLE -RED | Furniture | 70009387 | 0 |  |  |  | L1: 15800; L2: 0; L3: 0 | 5266.6667 | 0.18 |  | 0 | 0
3.18 |  | COMMUNITY LOGO TABLE -BLUE | Furniture | 70009388 | 0 |  |  |  | L1: 15800; L2: 0; L3: 0 | 5266.6667 | 0.18 |  | 0 | 0
3 |  | Total Furniture Cost | Furniture | [14 empty] | 401682.4233 | 468382.12
4.1 | SAFE | SAFE-15 digit code with time delay | SAFE | 70000710 | 1 | 53 | 22154 |  | L1: 16850; L2: 0 | 13001.3333 | 0.18 | 0 | 15341.5733 | 19883
4 |  | Total Safe Cost | SAFE | [14 empty] | 15341.5733 | 19883
5.1 | Fire Extinguisher | Fire Extinguisher- ABC Type 1 kg | Fire Extinguisher | 70000404 | 0 | 16 | 1889 |  | L1: 1400 | 1644.5 | 0.18 |  | 0 | 0
5.2 |  | Fire Extinguisher -ABC Type 4 Kg | Fire Extinguisher | 70000406 | 0 |  |  |  | L1: 2800 | 2800 | 0.18 |  | 0 | 0
5.3 |  | Fire Extinguisher- ABC Type 2Kg. | Fire Extinguisher | 70000405 | 2 | 171 | 1978.7692 |  | L1: 1900 | 1939.3846 | 0.18 |  | 4576.9477 | 4484
5.4 |  | Fire Extinguisher - ABC Type 6 kg | Fire Extinguisher | 70000403 | 2 | 109 | 3428 |  | L1: 3300 | 3364 | 0.18 |  | 7939.04 | 7788
5.5 |  | Fire Extinguisher -CO2 4.5 kg | Fire Extinguisher | 70000407 | 1 | 75 | 8720.6 |  | L1: 8300 | 8510.3 | 0.18 |  | 10042.154 | 9794
5 |  | Total Fire Extinguisher Cost | Fire Extinguisher | [14 empty] | 22558.1417 | 22066
6.1 | Water Cooler | Water Cooler- 20/20 Model | Water Cooler | 70000944 | 1 | 89 | 14287.8333 |  | L1: 14000; L2: 0; L3: 0 | 7071.9583 | 0.18 |  | 8344.9108 | 16520
6 |  | Total Water coolerCost | Water Cooler | [14 empty] | 8344.9108 | 16520
7.1 |  | R.O Plant- 50 LPH RO+(ESS/UV) | RO Plant | 70002482 | 1 | 51 | 26941.5385 |  | 16500 | 26000 | 24620 | 38300 |  |  | 26472.3077 | 0.18 |  | 31237.3231 | 31237.3231
7.2 |  | R.O Plant-UV System | RO Plant | 70001391 | 1 | 46 | 5793.8462 |  | 1500 | 1000 | 5880 | 6445 |  |  | 4123.7692 | 0.18 |  | 4866.0477 | 4866.0477
7.3 |  | Bore well 0.5 HP Booster Pump | RO Plant | 70005555 | 1 | 54 | 7700 |  | L1: 7700 | 7700 | 0.18 |  | 9086 | 9086
7.4 |  | Bore well Sand filter Vessel 10X54 | RO Plant | 70005556 | 1 | 54 | 21000 |  | L1: 21000 | 21000 | 0.18 |  | 24780 | 24780
7.5 |  | Bore well 20” Big Blue housing with filt | RO Plant | 70005557 | 1 | 54 | 5091 |  | L1: 5091 | 5091 | 0.18 |  | 6007.38 | 6007.38
7.6 |  | Bore well UV 900 with Pentair | RO Plant | 70005558 | 1 | 54 | 14255 |  | L1: 14255 | 14255 | 0.18 |  | 16820.9 | 16820.9
7.7 |  | Bore well SRX Scale Inhibitor | RO Plant | 70005559 | 1 | 54 | 5636 |  | L1: 5636 | 5636 | 0.18 |  | 6650.48 | 6650.48
7.8 |  | SOFTNER UNIT FOR RO PLANT | RO Plant | 70003813 | 1 |  |  |  | L1: 5000 | 5000 | 0.18 |  | 5900 | 5900
7.9 |  | Piping & Fitting (80 Ft) @ 155 | RO Plant | 3002270 | 1 |  |  |  | L1: 12400 | 12400 |  |  | 12400 | 12400
7.1 |  | water testing | RO Plant | 3002267 | 1 |  |  |  | L1: 4650; L2: 5200 | 4925 |  | 0 | 4925 | 4925
7.11 |  | RO Pre-filtration Installation | RO Plant | 3000054 | 1 |  |  |  | L1: 7568 | 7568 | 0.18 |  | 8930.24 | 8930.24
7 |  | Total RO Plant Cost | RO Plant | [14 empty] | 131603.3708 | 131603.3708
8.1 | Music System | HOME THEATER - 5.1 CHANNEL | Music System | 70005440 | 1 | 73 | 7348 |  | L1: 7619 | 7483.5 | 0.18 |  | 8830.53 | 8830.53
8 |  | Total Music Systum Cost | Music System | [14 empty] | 8830.53 | 8830.53
9.1 | Ovens | Conveyor Oven - PS540 | Ovens | 70000254 | 0 | 8 | 839098 |  | L2: 950000 | 0 | 0 | 0 | 0 | 0
9.2 |  | Conveyor Oven - PS536 | Ovens | 70000252 | 0 | [9 empty] | 0 | 0 | 0 | 0 | 0
9.3 |  | GAS OVEN-1832 DOUBLE DECK OVEN | Ovens | 70006003 | 1 | 163 | 737256 |  | L1: 737256; L2: - | 737256 | 0.18 |  | 869962.08 | 869962.08
9.4 |  | GAS OVEN-3240G DOUBLE DECK OVEN | Ovens | 70006002 | 1 | 96 | 861182 |  | L1: 861182; L2: - | 861182 | 0.18 |  | 1016194.76 | 1016194.76
9.5 |  | XLT Oven Installation -3240 | Ovens |  | 1 |  |  |  | L1: 65278 | 65278 | 0.18 |  | 77028.04 | 77028.04
9.6 |  | XLT Oven Installation -1832 | Ovens |  | 1 |  |  |  | L1: 49516 | 49516 | 0.18 |  | 58428.88 | 58428.88
9 |  | Total Ovens Cost | Ovens | [14 empty] | 2021613.76 | 2021613.76
10.1 | Cold Room & Installation | COLD ROOM 10x10x8 (Green Gas) | Cold Room | 70004722 | 0 | 14 | 127847.7143 | 117587 | L1: 117587 | 0 | 0.18 |  | 0 | 0
10.2 |  | COLD ROOM 10x8x8 (Green Gas) | Cold Room | 70004723 | 1 | 52 | 107616.1538 | 106510 | L1: 106510 | 106878.7179 | 0.18 |  | 126116.8872 | 126116.8872
10.3 |  | COLD ROOM 8x6x8 (Green Gas) | Cold Room | 70004726 | 0 | 13 | 80611 | 80611 | L1: 80611 | 0 | 0.18 |  | 0 | 0
10.4 |  | COLD ROOM 8x8x8 (Green Gas) | Cold Room | 70004727 | 0 | 5 | 98284 | 98284 | L1: 98284 | 0 | 0.18 |  | 0 | 0
10.5 |  | COLDROOM Machine 10000 Btu/Hr(Green Gas) | Cold Room | 70004730 | 0 | 24 | 68609.25 | 70000 | L1: 70000 | 0 | 0.18 |  | 0 | 0
10.6 |  | COLDROOM Machine 15000 Bth/Hr(Green Gas) | Cold Room | 70004731 | 1 | 56 | 76550.5833 | 77750 | L1: 77750 | 77350.1944 | 0.18 |  | 91273.2294 | 91273.2294
10.7 |  | COLDROOM Machine 20000 Btu/Hr(Green Gas) | Cold Room | 70004732 | 0 | 3 | 120000 | 120000 | L1: 120000 | 0 | 0.18 |  | 0 | 0
10.8 |  | Reach-in Cooler (4X3) | Cold Room | 70000697 | 0 | 14 | 121928.5714 |  | L1: 92000 | 0 | 0.18 |  | 0 | 0
10.9 |  | Deep Freezer-500 Ltr | Cold Room | 70000290 | 0 |  |  |  | L1: 0 | 0 | 0.18 |  | 0 | 0
10.1 |  | Cold Room Installation | Cold Room | 3000036 | 1 |  |  |  | L1: 35000 | 35000 | 0.18 |  | 41300 | 41300
10 |  | Total Cold Room & Installation Cost | Cold Room | [14 empty] | 258690.1166 | 258690.1166
11.1 | DG & Installation | Genset (DG)-45 KVA | DG & Installation | 70000432 | 1 |  |  |  | L1: 353300; L2: 356050 | 354675 | 0.18 | 30000 | 453916.5 | 453916.5
11.2 |  | Genset (DG)-50 KVA | DG & Installation | 70000434 | 0 |  |  |  | L1: 394769; L2: 396658 | 395713.5 | 0.18 | 30000 | 0 | 0
11.3 |  | GENSET(DG)-40KVA | DG & Installation | 70002842 | 0 |  |  |  | L1: 345362; L2: 345267 | 345314.5 | 0.18 | 30000 | 0 | 0
11.4 |  | Genset (DG) -62.5 KVA | DG & Installation | 70000424 | 0 |  |  |  | L1: 407000 | 407000 | 0.18 | 30000 | 0 | 0
11.5 |  | DG Installation | DG & Installation | 3000483 | 1 |  |  |  | L1: 204517.4595 | 204517.4595 | 0.18 |  | 241330.6022 | 241330.6022
11 |  | Total DG & Installation Cost | DG & Installation | [14 empty] | 695247.1022 | 695247.1022
12.1 | AC Units & Installation | AC Unit- 1.0 TR Inverter Hi wall | AC Units | 70002850 | 0 | 16 | 31123.8 | 27656 | L1: 27656; L2: 32500 | 29733.95 | 0.28 |  | 0 | 0
12.2 |  | AC Unit- 1.5 TR Inverter Hi wall | AC Units | 70002851 | 1 | 72 | 34656.8 | 32578 | L1: 32578; L2: 40500 | 35078.2 | 0.28 |  | 44900.096 | 41699.84
12.3 |  | AC Unit- 2.0 TR Inverter Hi wall | AC Units | 70002862 | 2 | 116 | 40923 | 40625 | L1: 40625; L2: 48000 | 42543.25 | 0.28 |  | 108910.72 | 104000
12.4 |  | AC Unit- 2.0 TR Inverter Cassette | AC Units | 70002864 | 2 | 244 | 56833.2727 | 57016 | L1: 57016; L2: 70890 | 60438.8182 | 0.28 |  | 154723.3745 | 145960.96
12.5 |  | AC Unit- 3.0 TR Inverter Cassette | AC Units | 70002865 | 3 | 236 | 80857.9545 | 80625 | L1: 80625; L2: 91000 | 83276.9886 | 0.28 |  | 319783.6364 | 309600
12.6 |  | AC Unit- 4.0 TR Inverter Cassette | AC Units | 70002866 | 0 | 52 | 89047 | 89047 | L1: 89047; L2: 109000 | 94035.25 | 0.28 |  | 0 | 0
12.7 |  | AHU 5000CFM (Low + high) | AC Units |  | 0 |  |  |  | L1: 0 | 0 |  |  | 0 | 0
12.8 |  | VRF Machine (high side + Low Side) | AC Units |  | 0 |  |  |  | L1: 0 | 0 | 0.28 |  | 0 | 0
12.9 |  | Air Conditioning Units Installation | AC Units | 3002536 | 9 |  |  |  | L1: 25000 | 25000 | 0.18 |  | 265500 | 265500
12.1 |  | VRF Machine (high Side) |  |  | 0 |  |  |  | L1: 0 | 0 | 0.28 |  | 0 | 0
12.11 |  | VRF Machine (Low Side) |  |  | 0 |  |  |  | L1: 0 | 0 | 0.18 |  | 0 | 0
12 |  | Total AC & Installation Cost | AC Units | [14 empty] | 893817.8269 | 866760.8
13.1 | Makeline | Makeline-6 ft | Makeline | 70004852 | 1 | 34 | 174455 |  | 163000 | 170000 | 164000 | 165000 |  |  | 167291 | 0.18 | 14000 | 213923.38 | 213923.38
13 |  | Total Makeline Cost | Makeline | [14 empty] | 213923.38 | 213923.38
15.1 | Exhaust Unit | FRESH AIR UNIT - 2800 CFM | Exhaust Unit | 70000419 | 1 | 32 | 27415.7778 |  | L1: 26500; L2: 28400 | 27438.5926 | 0.18 |  | 32377.5393 | 32377.5393
15.2 |  | EXHAUST UNIT - 3000 CFM (HSN - 8479) | Exhaust Unit | 70003315 | 1 | 43 | 27254.0714 |  | L1: 27557; L2: 28400 | 27737.0238 | 0.18 |  | 32729.6881 | 32729.6881
15.3 |  | EXHAUST UNIT - 3500 CFM (HSN - 8479) | Exhaust Unit | 70003316 | 0 | 11 | 30282.4 |  | L1: 30353; L3: 0 | 20211.8 | 0.18 |  | 0 | 0
15 |  | Total Exhaust Unit Cost | Exhaust Unit | [14 empty] | 65107.2274 | 65107.2274
16.1 | Fly Catcher | Fly Catcher- Glue Pad type | Fly Catcher | 70000418 | 2 | 177 | 8085 |  | L1: 8085 | 8085 | 0.18 |  | 19080.6 | 19080.6
16 |  | Total Fly Catcher Cost | Fly Catcher | [14 empty] | 19080.6 | 19080.6
17.1 | Hand Dryer | Hand Dryer | Air Curtain | 70000454 | 1 | 169 | 4282.1667 |  | L1: 4400; L2: 5018 | 4566.7222 | 0.18 |  | 5388.7322 | 5388.7322
17 |  | Total Hand Dryer Cost | Hand Dryer | [14 empty] | 5388.7322 | 5388.7322
18.1 | Air Curtain | AIR CURTAIN-3Ft | Air Curtain | 70000052 | 1 | 79 | 9553.9091 |  | L1: 7760; L2: 10506 | 9273.303 | 0.18 |  | 10942.4976 | 10942.4976
18.2 |  | AIR CURTAIN-3.5Ft | Air Curtain | 70000051 | 1 | 28 | 8810.4286 |  | L1: 8350; L2: 11573 | 9577.8095 | 0.18 |  | 11301.8152 | 11301.8152
18.3 |  | AIR CURTAIN-4Ft | Air Curtain | 70000053 | 2 | 68 | 9935.2 |  | L1: 9300; L2: 12567 | 10600.7333 | 0.18 |  | 25017.7307 | 25017.7307
18.4 |  | AIR CURTAIN-5Ft | Air Curtain | 70000054 | 0 |  |  |  | L1: 11000; L2: 16330 | 13665 | 0.18 |  | 0 | 0
18.5 |  | AIR CURTAIN-6Ft. | Air Curtain | 70000055 | 0 | 87 | 15373.8889 |  | L1: 12300; L2: 18318 | 15330.6296 | 0.18 |  | 0 | 0
18.6 |  | AIR CURTAIN-7 FT | Air Curtain | 70000056 | 0 | 11 | 21382.8 |  | L1: 15900; L2: 22294 | 19858.9333 | 0.18 |  | 0 | 0
18.7 |  | LIMIT SWITCH -MAGNETIC SINGLE FLAP | Air Curtain | 70004268 | 4 | 53 | 500 |  | L1: 500; L2: 1350 | 783.3333 | 0.18 |  | 3697.3333 | 3697.3333
18.8 |  | LIMIT SWITCH -MAGNETIC DOUBLE FLAP | Air Curtain | 70004269 | 0 | 56 | 895 |  | L1: 600; L2: 1550 | 1015 | 0.18 |  | 0 | 0
18 |  | Total Air Curtain Cost | Air Curtain | [14 empty] | 50959.3768 | 50959.3768
19.1 | Tool Kit | Bike Tool Kit | Tool Kit | 70000075 | 1 | 78 | 3931 |  | L1: 3931 | 3931 | 0.18 |  | 4638.58 | 4638.58
19.2 |  | Tool Kit-Maintainence tool kit | Tool Kit | 70000889 | 1 | 77 | 7353 |  | L1: 7353 | 7353 | 0.18 | 700 | 9502.54 | 9502.54
19 |  | Total Tool Kit Cost | Tool Kit | [14 empty] | 14141.12 | 14141.12
20.1 | Weighing Scale | Weighing Scale -20 kg | Weighing Scale | 70000953 | 1 | 29 | 5175 |  | L1: 5175 | 5175 | 0.18 |  | 6106.5 | 6106.5
20 |  | Total Weighing Scale Cost | Weighing Scale | [14 empty] | 6106.5 | 6106.5
21.1 | Visicooler | Visicooler-Upright Chiller 11 cases | Visicooler | 70003769 | 1 | 69 | 19820 |  | L1: 20000; L2: 18800 | 19540 | 0.18 |  | 23057.2 | 23057.2
21 |  | Total Visi Cooler Cost | Visicooler | [14 empty] | 23057.2 | 23057.2
22.1 | MOP Bucket | Maxi Jolly Mop Bucket-Wringer BUCKET | MOP Bucket | 70000558 | 1 | 76 | 5111.2857 |  | L1: 4900 | 5005.6429 | 0.18 |  | 5906.6586 | 5906.6586
22.2 |  | Maxi Jolly Mop Bucket-Floor Sign | MOP Bucket | 70000557 | 1 | 104 | 429.4615 |  | L1: 225 | 327.2308 | 0.18 |  | 386.1323 | 386.1323
22.3 |  | Maxi Jolly Mop Bucket-DustPan with Broom | MOP Bucket | 70000556 | 1 | 69 | 638.1 |  | L1: 250 | 444.05 | 0.18 |  | 523.979 | 523.979
22.4 |  | Maxi Jolly Mop Bucket-Brom,hndle,DustPan | MOP Bucket | 70000555 | 1 | 77 | 263 |  | L1: 575 | 419 | 0.18 |  | 494.42 | 494.42
22 |  | Total Mop Bucket Cost | MOP Bucket | [14 empty] | 7311.1899 | 7311.1899
23.1 | Microwave | Microwave Oven | Microwave | 70000573 | 1 | 84 | 4565.5 |  | L1: 4492 | 4528.75 | 0.18 |  | 5343.925 | 5343.925
23 |  | Total Microwave Cost | Microwave | [14 empty] | 5343.925 | 5343.925
24.1 | Servo | SERVO-45 KVA OIL COOL INPUT 340-480V | Servo | 70005860 | 1 | 36 | 74542.7273 |  | L1: 62310; L2: 74700; L3: 87000 | 74638.1818 | 0.18 | 4000 | 92793.0545 | 92793.0545
24.2 |  | SERVO-60 KVA OIL COOL INPUT 340-480V | Servo | 70005861 | 0 | 5 | 106072.6667 |  | L1: 78800; L2: 89200 | 91357.5556 | 0.18 | 4000 | 0 | 0
24 |  | Total Servo Stabliser Cost | Servo | [14 empty] | 92793.0545 | 92793.0545
25.1 | Panel & DB | ELECTRICAL/APFC PANEL-WITH EMS FEATURES | Electrical panel | 70004896 | 1 |  |  |  | L1: 111000; L2: 116000; L3: 117000 | 114666.6667 | 0.18 | 7000 | 143566.6667 | 143566.6667
25.2 |  | ELECTRICAL MINI PANEL |  | 70007636 | 0 | 18 | 62500 |  | L1: 51000; L2: 64500; L3: 66000 | 60500 |  | 7000
25 |  | Total Panel & Switch Boards Cost | Electrical panel | [14 empty] | 143566.6667 | 143566.6667
26.1 | SS Equipment | Aluminium Ladder- 8 FT (HSN 7616) | SS Equipment | 70003611 | 1 | 45 | 4890.7692 |  | L1: 4660 | 4775.3846 | 0.18 | 600 | 6342.9538 | 6342.9538
26.2 |  | Equipment Knee Opt Sink-MOC SS202/304 | SS Equipment | 70006080 | 1 | 9 | 17439 |  | 17863 | 13256 | 20500 | 17250 |  |  | 17261.6 | 0.18 |  | 20368.688 | 20368.688
26.3 |  | Equipment Elbow Opt Sink-MOC SS202/304 | SS Equipment | 70009412 | 0 | 6 | 13000 |  | 17200 | 13000 | 19700 | 17250 |  |  | 16030 | 0.18 |  | 0 | 0
26.4 |  | Equipment Helmet Rack-SS202 | SS Equipment | 70006101 | 4 | 69 | 2318 |  | 1808 | 1650 | 1510 | 2200 |  |  | 1897.2 | 0.18 |  | 8954.784 | 8954.784
26.5 |  | COMPUTER RACK SHEET TYPE | SS Equipment | 70000243 | 1 | 33 | 3928.1111 |  | 1900 | 2150 | 1653 | 1950 |  |  | 2316.2222 | 0.18 |  | 2733.1422 | 2733.1422
26.6 |  | Equipment Computer Rack-MOC SS202 | SS Equipment | 70006092 | 2 | 44 | 4152.2727 |  | 3500 | 3300 | 3004 | 3200 |  |  | 3431.2545 | 0.18 |  | 8097.7607 | 8097.7607
26.7 |  | PVC Strip Curtain - Cold Room | Cold Room | 70000681 | 1 | 77 | 1755 |  | L1: 1750; L2: 2300 | 1935 | 0.18 |  | 2283.3 | 2283.3
26.8 |  | PALLETS 900 x 900 x 150mm | SS Equipment | 70000624 | 0 | 249 | 2577 |  | L1: 2760 | 2668.5 | 0.18 |  | 0 | 0
26.9 |  | Equipment Exhaust Hood-3240 | SS Equipment | 70006085 | 0 | 63 | 73917.6 |  | 68000 | 73000 | 75500 | 72500 |  |  | 72583.52 | 0.18 |  | 0 | 0
26.1 |  | Oven hood - Small Oven | SS Equipment | 70000610 | 1 |  | 99500 |  | 99500 | 99500 | 99500 | 99500 |  |  | 99500 | 0.18 |  | 117410 | 117410
26.11 |  | CUT Table-4FT X 3FT | SS Equipment | 70000269 | 0 | 1 | 27650 |  | #N/A | #N/A | #N/A | #N/A |  |  | #N/A | 0.18 |  | 0 | 0
26.12 |  | CUT Table-4 FT X 4 FT | SS Equipment | 70006097 | 0 | 8 | 46381.5 |  | 42570 | 37953 | 43519 | 65000 |  |  | 47084.7 | 0.18 |  | 0 | 0
26.13 |  | Equipment Cut Table-5X4 MOC SS202/304 | SS Equipment | 70006098 | 1 | 65 | 60445.5769 |  | 49500 | 53990 | 49525 | 73000 |  |  | 57292.1154 | 0.18 | 1000 | 68784.6962 | 68784.6962
26.14 |  | CUT Table-6 FT X 4 FT | SS Equipment | 70006099 | 0 | 3 | 51299 |  | 59000 | 56500 | 55978 | 79000 |  |  | 60355.4 | 0.18 | 0 | 0 | 0
26.15 |  | Equipment SS Storage rack-MOC SS202 | SS Equipment | 70006095 | 3 | 165 | 17025.8636 |  | 14341 | 14300 | 13800 | 19000 |  |  | 15693.3727 | 0.18 | 1000 | 56734.5395 | 56734.5395
26.16 |  | Equipment SS Storage rack-MOC SS304 | SS Equipment | 70007225 | 3 | 119 | 13920.2727 |  | 14000 | 13800 | 0 | 0 |  |  | 8344.0545 | 0.18 | 1000 | 30717.9531 | 30717.9531
26.17 |  | Equipment Slap Table-5ft MOC SS202/304 | SS Equipment | 70006089 | 1 | 44 | 43433.6875 |  | 42000 | 37800 | 41085 | 45000 |  |  | 41863.7375 | 0.18 | 500 | 49989.2103 | 49989.2103
26.18 |  | Equipment Slap Table- 6ft MOC SS202/304 | SS Equipment | 70006090 | 0 | 4 | 50388.25 |  | 45000 | 46500 | 44532 | 48500 |  |  | 46984.05 | 0.18 | 0 | 0 | 0
26.19 |  | Equipment Sauce Table-MOC SS202/304 | SS Equipment | 70006091 | 1 | 41 | 22490.1667 |  | 22988 | 21400 | 20099 | 23500 |  |  | 22095.4333 | 0.18 | 1000 | 27252.6113 | 27252.6113
26.2 |  | Equipment Three Sink-5ft MOC SS202/304 | SS Equipment | 70006082 | 1 | 37 | 39792.75 |  | 38316 | 40651 | 43500 | 35500 |  |  | 39551.95 | 0.18 | 1000 | 47851.301 | 47851.301
26.21 |  | Equipment Overhead Cabinet-5' MOC SS202 | SS Equipment | 70006094 | 1 | 35 | 14285.5556 |  | 14250 | 13940 | 12500 | 15750 |  |  | 14145.1111 | 0.18 | 1000 | 17871.2311 | 17871.2311
26.22 |  | Equipment Router Table-MOC 202/304 | SS Equipment | 70006096 | 1 | 39 | 30251.1429 |  | 35000 | 28325 | 26450 | 25500 |  |  | 29105.2286 | 0.18 | 1000 | 35524.1697 | 35524.1697
26.23 |  | Equipment MS Trolley-SS 75mm Nylon | SS Equipment | 70006102 | 15 | 641 | 4044.2759 |  | 1900 | 1950 | 1722 | 2000 |  |  | 2323.2552 | 0.18 | 500 | 41711.6166 | 41711.6166
26.24 |  | Equipment Oven Top 540-MOC SS202 | SS Equipment | 70006104 | 0 | 56 | 7357.5 |  | 4000 | 3500 | 3264 | 4800 |  |  | 4584.3 | 0.18 | 0 | 0 | 0
26.25 |  | Equipment Oven Top -XLT 1832 | SS Equipment | 70007117 | 1 | 60 | 2644 |  | 3,400 | 2300 | 2104 | 2750 |  |  | 2449.5 | 0.18 |  | 2890.41 | 2890.41
26.26 |  | Equipment Oven Top -XLT 3240 | SS Equipment | 70007119 | 1 | 60 | 4504 |  | 4400 | 3600 | 3345 | 4500 |  |  | 4069.8 | 0.18 | 0 | 4802.364 | 4802.364
26.27 |  | Equipment Oven Trolly -XLT 3240 | SS Equipment | 70006712 | 1 | 24 | 14600 |  | 15487 | 14500 | 12500 | 14200 |  |  | 14257.4 | 0.18 | 0 | 16823.732 | 16823.732
26.28 |  | Equipment Oven Trolley 540-MOC SS202 | SS Equipment | 70006103 | 0 | 56 | 12587.5 |  | 7700 | 7950 | 7384 | 9500 |  |  | 9024.3 | 0.18 | 0 | 0 | 0
26.29 |  | Equipment Oven Top 536-MOC SS202 | SS Equipment | 70006109 | 0 |  |  |  | #N/A | #N/A | #N/A | #N/A |  |  | #N/A | 0.18 | 0 | 0 | 0
26.3 |  | Equipment MOP Sink-MOC SS202/304 | SS Equipment | 70006083 | 1 | 24 | 14134.8 |  | 13300 | 14950 | 14699 | 13000 |  |  | 14016.76 | 0.18 | 500 | 17129.7768 | 17129.7768
26.31 |  | Cheese Burst Stand-For Totila | SS Equipment | 70007168 | 1 | 48 | 6224.8571 |  | 4974 | 5800 | 6000 | 4300 |  |  | 5459.7714 | 0.18 |  | 6442.5303 | 6442.5303
26.32 |  | Grease Chamber | SS Equipment | 70000441 | 2 | 2 | 31050 |  | L3: 44500; L4: 22500; L6: 24000 | 30512.5 | 0.18 |  | 72009.5 | 72009.5
26.33 |  | SS Container 500ml with Lid | SS Equipment | 70009297 | 1 | 270 | 193.3636 |  | 160 | 160 | 160 | 160 |  |  | 166.6727 | 0.18 |  | 196.6738 | 196.6738
26.34 |  | SS Container 1000ml with Lid | SS Equipment | 70009298 | 1 | 270 | 231 |  | 231 | 231 | 231 | 231 |  |  | 231 | 0.18 |  | 272.58 | 272.58
26.35 |  | SS Container 2000ml with Lid | SS Equipment | 70009299 | 1 | 540 | 353 |  | 353 | 353 | 353 | 353 |  |  | 353 | 0.18 |  | 416.54 | 416.54
26.36 |  | SS Container 2500ml with Lid | SS Equipment | 70009300 | 1 | 540 | 438 |  | 438 | 438 | 438 | 438 |  |  | 438 | 0.18 |  | 516.84 | 516.84
26.37 |  | SS Container 5,000ml with Lid | SS Equipment | 70009301 | 1 | 180 | 624 |  | 624 | 624 | 624 | 624 |  |  | 624 | 0.18 |  | 736.32 | 736.32
26.38 |  | SS Container 7,000ml with Lid | SS Equipment | 70009302 | 1 | 270 | 842 |  | 842 | 842 | 842 | 842 |  |  | 842 | 0.18 |  | 993.56 | 993.56
26.39 |  | SS Container 10,000ml with Lid | SS Equipment | 70009303 | 1 | 450 | 914 |  | 914 | 914 | 914 | 914 |  |  | 914 | 0.18 |  | 1078.52 | 1078.52
26.4 |  | PRP Table | SS Equipment | 70008067 | 1 | 38 | 2928.4444 |  | 2500 | 2700 | 2452 | 2200 |  |  | 2556.0889 | 0.18 |  | 3016.1849 | 3016.1849
26.41 |  | Equipment Utensil Drying Rack | SS Equipment | 70007052 | 1 | 32 | 5339.4444 |  | 3820 | 3825 | 3800 | 5200 |  |  | 4396.8889 | 0.18 |  | 5188.3289 | 5188.3289
|  | Total SS Equipments Cost | SS Equipment | [5 empty] | L1: 630475.9936 |  |  |  | 675141.8181 | 675141.8181
27.1 | LPG Works | LPG Installation | LPG works | 3002630 | 1 |  |  |  | L1: 272593.934 | 272593.934 | 0.18 |  | 321660.8422 | 321660.8422
27.2 |  | LPG Installation outstation | LPG works | 3002630 | 0 |  |  |  | L1: 15000 | 15000 | 0.18 |  | 0 | 0
27.3 |  | Additional cost |  |  | 0 |  |  |  | L1: 80000 | 80000 | 0.18 |  | 0 | 0
|  | TPI |  |  | 0 |  |  |  | L1: 15000 | 15000 | 0.18 |  | 0 | 0
|  | Fire Supression |  |  | 0 |  |  |  | L1: 224000 | 224000 | 0.18 |  | 0 | 0
27 |  | Total LPG Installation Cost | LPG works | [14 empty] | 321660.8422 | 321660.8422
28.1 | Waste Bin | WASTE BIN-50 LTR WITH PADDLE GREEN COLOR | Waste Bin | 70004862 | 1 | 71 | 1090 |  | L1: 775 | 775 | 0.18 |  | 914.5 | 914.5
28.2 |  | WASTE BIN-50 LTR WITH PADDLE BLUE COLOR | Waste Bin | 70004882 | 1 | 67 | 1090 |  | L1: 775 | 775 | 0.18 |  | 914.5 | 914.5
28 |  | Total Waste Bin Cost | Waste Bin | [14 empty] | 1829 | 1829
29.1 | Transportation | Transpotation cost | Transportation | 3000058 | 1 |  |  |  | L1: 52822 | 52822 | 0 |  | 52822 | 52822
29.2 |  | Transpotation cost for longer distance | Transportation | 3000058 | 0 |  |  |  | L1: 30000 | 0 | 0 |  | 0 | 0
29 |  | Total Transportation Cost | Transportation | [14 empty] | 52822 | 52822
30.1 | Waste Water Treatment | ETP & Installation | ETP / OGT | 3000019 | 1 |  |  |  | L1: 102363; L2: 123000 | 112681.5 | 0.18 | 25000 | 162464.17 | 162464.17
30.2 |  | ETP flow meter mandate for J&k | ETP / OGT | 3000019 | 1 |  |  |  | L1: 60000; L2: 102363; L3: 183000 | 115121 | 0.18 | 0 | 135842.78 | 135842.78
30.3 |  | OGT Tank & Installation | ETP / OGT | 70002867 | 1 | 21 | 29829.3333 |  | L1: 18000; L2: 28300 | 23150 | 0.18 | 2500 | 30267 | 30267
30 |  | Total Waste Water Treatment Cost | ETP / OGT | [14 empty] | 328573.95 | 328573.95
31.1 | Bikes & Accessories | Bike-100 CC HF Dlx | Bikes | 70003443 | 0 |  |  |  | L1: 58765 | 58765 | 0.28 |  | 0 | 0
31.2 |  | AMPERE ZEAL CA | Bikes | 70009306 | 7 |  |  |  | L1: 99905 | 99905 | 0.05 |  | 734301.75 | 734301.75
31.3 |  | E-BIKES REVOLT RV300 | Bikes | 70004385 | 0 |  |  |  | L1: 0 | 0 | 0.05 |  | 0 | 0
31.4 |  | BAJAJ PULSAR 150 STD. | Bikes | 70006843 | 0 |  |  |  | L1: 105000 | 105000 | 0.18 |  | 0 | 0
31.5 |  | Sticker for Delivery Pizza Box | Bikes Accessories | 70003386 | 7 | 356 | 24.2143 |  | L1: 125 | 125 | 0.18 |  | 1032.5 | 1032.5
31.6 |  | Dominos Logo for Bike Pizza Box | Bikes Accessories | 70003387 | 0 | 378 | 87.0769 | 0 | L1: 0 | 0 | 0.18 |  | 0 | 0
31.7 |  | Bike-Others charges(Registation, Insurance & other) | Bikes | 70001952 | 7 |  |  |  | L1: 20431 | 20431 | 0 |  | 143017 | 143017
31.8 |  | Pizza Box Stand -Electric bike | Bikes Accessories | 70006800 | 7 | 595 | 1135.8333 |  | L1: 1100; L2: 1050 | 1075 | 0.18 | 350 | 9292.5 | 9292.5
31.9 |  | Pizza Box - Small | Bikes Accessories | 70004493 | 7 | 710 | 3209.0909 |  | L1: 3100 | 3100 |  |  |  | 21700
31.1 |  | Pizza Box Stand-Hero | Bikes Accessories | 70003803 | 0 | 131 | 878.875 |  | L1: 650 | 650 | 0.18 |  | 0 | 0
31.11 |  | BIKE CHARGING STATION | Bikes Accessories | 70007285 | 1 | 23 | 36374.75 |  | L1: 35000; L2: 37100; L3: 37399 | 36468.4375 | 0.18 |  |  | 43032.7562
31 |  | Total Bike Cost | Bikes | [14 empty] | 887643.75 | 952376.5062
32.1 | Signage | Signage Façade | Signage | 3000055 | 1 |  |  |  | L1: 225000 | 225000 | 0.18 |  | 265500 | 265500
32.2 |  | Internal Signage | Signage |  | 1 |  |  |  | L1: 245000 | 245000 | 0.18 |  | 289100 | 289100
32.3 |  | Pole | Signage |  | 0 |  |  |  | L1: 50000 | 50000 | 0.18 |  | 0 | 0
32.4 |  | Installation & Crane charges | Signage |  | 1 |  |  |  | L1: 25000 | 25000 | 0.18 |  | 29500 | 29500
32.5 |  | Freight | Signage |  | 1 |  |  |  | L1: 18000 | 18000 | 0.18 |  | 21240 | 21240
32.6 |  | Scaffolding Charges (rate in sqft) | Signage |  | 0 |  |  |  | L1: 20 | 20 | 0.18 |  | 0 | 0
32.7 |  | Additional Signage | Signage |  | 1 |  |  |  | L1: 0 | 0 | 0.18 |  | 0 | 0
32 |  | Total Signage Cost | Signage | [14 empty] | 605340 | 605340
33.1 | DMB | Samsung DM32E | DMB | 70005849 | 4 |  |  |  | L1: 32250 | 32250 | 0.18 |  | 152220 | 152220
33.2 |  | Samsung PMH43 | DMB | 70005847 | 0 |  |  |  | L1: 36100 | 36100 | 0.28 |  | 0 | 0
33.3 |  | DMB Installation of PMH43 | DMB | 3007828 | 0 |  |  |  | L1: 7180 | 7180 | 0.18 |  | 0 | 0
33 |  | Total DMB & Installation Cost | DMB | [14 empty] | 152220 | 152220
34.1 | Promo Panel | Samsung UD46 | Promo Panel | 70005848 | 1 |  |  |  | L1: 78900 | 78900 | 0.28 |  | 100992 | 100992
34.2 |  | DMB - MEDIA PLAYER | Promo Panel | 70000306 | 0 |  |  |  | L1: 18700 | 18700 | 0.18 |  | 0 | 0
34.3 |  | Promo PANEL installtion UD46 | Promo Panel | 3007829 | 1 |  |  |  | L1: 12000 | 12000 | 0.18 |  | 14160 | 14160
|  | Digitel display |  |  | 0 |  |  |  | L1: 250000 | 250000 | 0.18 |  | 0 | 0
34 |  | Total Promo Panel & Installation Cost | Promo Panel | [14 empty] | 115152 | 115152
35.1 | Digital Kiosk | Self Order Taking Kiosk | Kiosk | 70002192 | 0 | 1 | 182310 | [7 empty] | 0 | 0.18 |  | 0 | 0
35 |  | Total Digitel Kiosk Cost | Digital Kiosk | [14 empty] | 0 | 0
36.1 | IT Equipments | COMPUTER-DESKTOP WITHOUT TFT INC KEYBOARD & MOUSE | IT Equipments | 70007601 | 2 | 149 | 34120 |  | L1: 34120 | 34120 | 0.18 |  | 80523.2 | 80523.2
36.2 |  | Thinclient-Keyboard /Mouse | IT Equipments | 70001645 | 4 | 335 | 15736.3571 |  | L1: 15605 | 15670.6786 | 0.18 |  | 73965.6029 | 73965.6029
36.3 |  | COMPUTER TFT - 21.5" TFT MONITOR | IT Equipments | 70005868 | 4 | 319 | 4994.6667 |  | L1: 4880 | 4937.3333 | 0.18 |  | 23304.2133 | 23304.2133
36.4 |  | POS-POSIFLEX 3616 WITH SECOND DISPLAY | IT Equipments | 70009371 | 2 | 133 | 42300 |  | L1: 42300 | 42300 | 0.18 |  | 99828 | 99828
36.5 |  | POS-POSIFLEX CASH DRAWER | IT Equipments | 70007309 | 2 | 139 | 3800 |  | L1: 3800 | 3800 | 0.28 |  | 9728 | 9728
36.6 |  | POSBANK - TERMINAL | IT Equipments | 70006361 | 0 | 93 | 8936.3636 |  | L1: 34000 | 21468.1818 | 0.18
36.7 |  | POSBANK - DISPLAY | IT Equipments | 70006359 | 0 | 89 | 32454.5455 |  | L1: 9500 | 20977.2727 | 0.18
36.8 |  | POSBANK- CASH DRAWER | IT Equipments | 70007349 | 0 | 92 | 1500 |  | L1: 3800 | 2650 | 0.18
36.9 |  | POSBANK- CASH DRAWER M/B | IT Equipments | 70007252 | 0 | 92 | 3800 |  | L1: 1500 | 2650 | 0.18
36.1 |  | Lenevo ST50 Server | IT Equipments | 70005762 | 1 | 9 | 49150 |  | L1: 49150 | 49150 | 0.18 |  | 57997 | 57997
36.11 |  | Server Lenovo ST50v2 | IT Equipments | 70009330 | 0 | 58 | 49150 |  | L1: 49150 | 49150 | 0.18
36.12 |  | UPS- 02KVA Online Tower UPS | IT Equipments | 70005832 | 1 | 37 | 27500 |  | L1: 27500 | 27500 | 0.18 |  | 32450 | 32450
36.13 |  | UPS- 03KVA Online Tower UPS | IT Equipments | 70000898 | 1 | 37 | 28500 |  | L1: 28500 | 28500 | 0.18 |  | 33630 | 33630
36.14 |  | Printer Thermal-POSIFLEX RP80 3"Ethernet | IT Equipments | 70002549 | 2 | 137 | 8100 |  | L1: 8100 | 8100 | 0.18 |  | 19116 | 19116
36.15 |  | Printer - KYOCERA Laserjet Printer | IT Equipments | 70007991 | 1 | 74 | 7800 |  | L1: 7800 | 7800 | 0.18 |  | 9204 | 9204
36.16 |  | IT Rack- 42U Rack with accessories | IT Equipments | 70006700 | 1 | 41 | 26793.3333 |  | L1: 26090; L2: 26450 | 26444.4444 | 0.18 |  | 31204.4444 | 31204.4444
36.17 |  | FORTINET ROUTER 40F | IT Equipments | 70007723 | 1 | 18 | 70900 |  | L1: 70900 | 70900 |  |  |  | 70900
36.18 |  | IT INSTALLATION | IT Equipments | 3000011 | 1 |  |  |  | 8000 | 8000 | 8800 | 6300 | 8000 | 11700 | 8466.6667 | 0.18 |  | 9990.6667 | 9440
36 |  | Total IT Equipments Cost | IT Equipments | [14 empty] | 480941.1273 | 551290.4606
37.1 | Networking | Networking Material & Installation | Networking | 3000009 | 1 |  |  |  | L1: 57862.3294 | 57862.3294 | 0.18 |  | 68804.9628 | 68277.5486
37 |  | Total Networking Cost | Networking | [14 empty] | 68804.9628 | 68277.5486
38.1 | CCTV | CCTV - 8 CHANNEL NVR | CCTV | 70001030 | 0 | 56 | 19538.4615 |  | L1: 19800 | 0 | 0.18 |  | 0 | 0
38.2 |  | CCTV- 2.0MP IPC Dome Camera | CCTV | 70000103 | 0 | [9 empty] | 0 | 0.18 |  | 0 | 0
38.3 |  | CCTV -Cable (CAT 6) | CCTV | 70000115 | 0 | [9 empty] | 0 | 0.18 |  | 0 | 0
38.4 |  | CCTV -Conduit | CCTV | 70000118 | 0 | [9 empty] | 0 | 0.18 |  | 0 | 0
38.5 |  | CCTV -HDD 4TB | CCTV | 70000124 | 0 | 55 | 8450 |  | L1: 8600 | 0 | 0.18 |  | 0 | 0
38.6 |  | CCTV-16 Channel NVR | CCTV | 70000138 | 1 | 9 | 29800 |  | L1: 29800 | 29800 | 0.18 |  | 35164 | 35164
38.7 |  | CCTV-Camera | CCTV | 70001302 | 0 | [9 empty] | 0 | 0.18 |  | 0 | 0
38.8 |  | CCTV-HARD DISK 6 TB | CCTV | 70004764 | 1 | 12 | 13500 |  | L1: 13500 | 13500 | 0.18 |  | 15930 | 15930
38.9 |  | CCTV-IP DOME CAMERA | CCTV | 70003608 | 10 | 543 | 4375.7692 |  | L1: 4600 | 4487.8846 | 0.18 |  | 52957.0385 | 52957.0385
38.1 |  | CCTV - 4 CHANNEL NVR | CCTV | 70001029 | 0 | 7 | 10916.6667 |  | L1: 11500 | 0 | 0.18 |  | 0 | 0
38.11 |  | CCTV INSTALLATION | CCTV | 3000003 | 1 |  |  |  | L1: 10000 | 10000 | 0.18 |  | 11800 | 11800
38 |  | Total CCTV Cost | CCTV | [14 empty] | 115851.0385 | 115851.0385
39.1 | Legal Compliance | Licence and permits | Legal Compliance |  | 1 |  |  |  | L1: 40000 | 40000 |  |  | 40000 | 40000
39.2 |  | Store Opening Fees | Legal Compliance |  | 1 |  |  |  | L1: 375000 | 375000 |  |  | 375000 | 375000
39.3 |  | Registration fees | Legal Compliance |  | 1 |  |  |  | L1: 100000 | 100000 |  |  | 100000 | 100000
39.4 |  | Broker fees | Brokerage Fees | 3002301 | 1 |  |  |  | L1: 196470 | 196470 | 0.18 |  | 231834.6 | 231834.6
39 |  | Total Legal Compliance Cost | Brokerage Fees | [14 empty] | 746834.6 | 746834.6
|  | GRAND TOTAL | [15 empty] | #REF! | #REF!
| Service | [17 empty] | 5844380.0313
Note on J67: Nitin Srivastava: only for South

## Delco (hidden)
NEW STORE CAPEX ESTIMATION
STORE NAME |  | Delco
ROI Capex |  |  | Nearest Plant
Actual Capex |  | #REF! | Nearest DPI
CARPET AREA |  | #REF!
S.N. | Capex Head | Capex Item Description | Category | Code | Qty | WHS stock as on 21 Dec | Average Rate | New Rate | L1 | L2 | L3 | L4 | L5 | L6 | Avg Rate | Tax Rate | Freight | Total Amount as per Average Rate | Corporate Capex
1.1 | Civil Work | Civil | Civil Work |  | #REF! |  |  |  | L1: #REF! | #REF! | 0.18 |  | #REF! | #REF!
1.2 |  | Outstation | Civil Work |  | 0 |  |  |  | L1: 173079.45 | 0 | 0 |  | 0 | 0
1.3 |  | Fire Tank Work | Civil Work |  | 0 | [9 empty] | 0 | 0.18 |  | 0 | 0
1.4 |  | Fire Sprinkler Work | Civil Work |  | 0 | [9 empty] | 0 | 0.18 |  | 0 | 0
1.5 |  | MS Structure work for plateform | Civil Work |  | 0 | [9 empty] | 0 | 0.18 |  | 0 | 0
1.6 | 3D Drawings | 3D Drawings | 3D design | 3003170 | 3 |  |  |  | L1: 5500; L2: 6000; L3: 7500 | 6333.3333 | 0.18 |  | 22420 | 22420
1 | Civil Work | Total Civil Work cost | Civil Work | 3000016 | [11 empty] | 0.18 | 0 | #REF! | #REF!
2.1 | Light Fixtures | LIGHT-PANEL 36W 6K BLACKFINSH | Light Fixtures | 70004476 | 8 |  |  |  | 1707 | 1600 | 2200 | 3600 |  |  | 2276.75 | 0.18 | 500 | 22082.52 | 21358
2.2 |  | LIGHT-RECESSED DOWNLIGHT 15W 4K | Light Fixtures | 70004477 | 4 | 7 | 650 |  | 569 | 650 | 500 | 500 |  |  | 573.8 | 0.18 | 500 | 3298.336 | 2950
2.4 |  | LIGHT-DECORATIVE PENDANT 9W 4K BLACK | Light Fixtures | 70004479 | 0 | 3 | 867 |  | 569 | 850 | 600 | 575 |  |  | 692.2 | 0.18 | 500 | 0 | 0
2.5 |  | LIGHT-TRACK MOUNTED 18W/4K/45°BLAC FINSH | Light Fixtures | 70004480 | 0 | 87 | 1499.25 |  | 1415 | 1500 | 1500 | 1450 |  |  | 1472.85 | 0.18 | 500 | 0 | 0
2.6 |  | LIGHT-RECESSMOUNTED 18W/3K/45°BLAC FINSH | Light Fixtures | 70004481 | 0 | 29 | 1378 |  | 1295 | 1300 | 1600 | 1550 |  |  | 1424.6 | 0.18 | 500 | 0 | 0
2.8 |  | LIGHT-SURFACELINEAR PROFILE 20W 4K BLACK | Light Fixtures | 70004483 | 0 | 64 | 1897.75 |  | 1870 | 1700 | 2000 | 2250 |  |  | 1943.55 | 0.18 | 500 | 0 | 0
2.9 |  | LIGHT SUSPENSION KIT BLACK | Light Fixtures | 70004217 | 6 | 139 | 73 |  | 89 | 125 | 138 | 90 |  |  | 103 | 0.18 | 500 | 1319.24 | 1567.04
2.1 |  | Light-3Circuit Power Track 2M BlacFinish | Light Fixtures | 70003921 | 0 | 116 | 937.5714 |  | 854 | 700 | 690 | 750 |  |  | 786.3143 | 0.18 | 500 | 0 | 0
2.11 |  | Light-3Circuit Power Track 1M BlacFinish | Light Fixtures | 70003922 | 1 | 61 | 413.5 |  | 427 | 350 | 345 | 350 |  |  | 377.1 | 0.18 | 500 | 1034.978 | 997.1
2.12 |  | LIGHT-18W SURFACE MOUNTED CYLINDRICAL 4K | Light Fixtures | 70007995 | 0 |  |  |  | 1033 | 950 | 1150 | 1250 |  |  | 1095.75 | 0.18 |  | 0 | 0
2.13 |  | LIGHT- 9W SURFACE MOUNTED CYLINDRICAL | Light Fixtures | 70008925 | 10 | 279 | 613 |  | 612 | 615 | 850 | 975 |  |  | 733 | 0.18 |  | 8649.4 | 10030
2.14 |  | LIGHT- 6W DECORATIVE CONICAL LIGHT 4K | Light Fixtures | 70008926 | 0 | 37 | 1859.3333 |  | 1814 | 1950 | 1890 | 2100 |  |  | 1922.6667 | 0.18 |  | 0 | 0
2.15 |  | PROFILE LIGHT IN 6000 K-40W WITH 3 PCB R | Light Fixtures | 70009332 | 0 | 103 | 1681 |  | 1462 | 1900 | 1880 | 1350 |  |  | 1654.6 | 0.18 |  | 0 | 0
2.16 |  | PROFILE LIGHT IN 4000 K-30W WITH PCB | Light Fixtures | 70009333 | 0 |  |  |  | 2114 | 3900 | 3350 | 3400 |  |  | 3191 | 0.18 |  | 0 | 0
2.17 |  | CONCEALED SPOT LIGHT IN 9W WITH IP65 | Light Fixtures | 70009334 | 0 | 63 | 1229 |  | 1158 | 1300 | 1150 | 1250 |  |  | 1217.4 | 0.18 |  | 0 | 0
2.18 |  | CONCEALED PANEL LIGHT IN 12W WITH 4000 K | Light Fixtures | 70009335 | 2 | 29 | 342.5 |  | 385 | 300 | 400 | 525 |  |  | 390.5 | 0.18 |  | 921.58 | 944
2.19 |  | DECO. PENDANT LIGHT IN 6000 K/LED BULB O | Light Fixtures | 70009336 | 0 | 76 | 397.5 |  | 395 | 400 | 680 | 800 |  |  | 534.5 | 0.18 |  | 0 | 0
2.2 |  | TRACK SPOT LIGHT 9W, 24 DEGREE BEAM ANGL | Light Fixtures | 70009337 | 2 | 80 | 593.5 |  | 587 | 600 | 850 | 950 |  |  | 716.1 | 0.18 |  | 1689.996 | 2006
2.21 |  | TRACK SPOT LIGHT 18W 45/60 DEGREE BEAM A | Light Fixtures | 70009338 | 0 | 40 | 721 |  | 721 | 700 | 1150 | 1250 |  |  | 908.4 | 0.18 |  | 0 | 0
2.22 |  | TRACK SPOT LIGHT 25W 45/60 DEGREE BEAM A | Light Fixtures | 70009339 | 0 |  |  |  | 1164 | 1200 | 1360 | 1450 |  |  | 1293.5 | 0.18 |  | 0 | 0
2.23 |  | LED NORMAL TUBE LIGHT | Light Fixtures | 70009340 | 3 | 20 | 207.5 |  | 190 | 225 | 280 | 300 |  |  | 240.5 | 0.18 |  | 851.37 | 991.2
2.24 |  | DECO.DOME LIGHT 4000 K/LED BULB OF 6W 30 | Light Fixtures | 70009341 | 9 |  |  |  | 1681 | 1700 | 1890 | 2100 |  |  | 1842.75 | 0.18 |  | 19570.005 | 20071.8
2.25 |  | Light-3Circuit Straight Joint BlacFinish | Light Fixtures | 70003923 | 0 | 115 | 95.25 |  | 214 | 91 | 100 | 100 |  |  | 120.05 | 0.18 | 500 | 0 | 0
2 |  | Total Light Fixtures Cost | Light Fixtures | [14 empty] | 59417.425 | 60915.14
3.1 |  | Dining table - 600MM x 600MM 'N' | Furniture | 70007351 | 6 |  |  |  | L1: 6025; L2: 8344; L3: 8344 | 8344 | 0.18 | 10000 | 70875.52 | 54457
3.2 |  | Dining table - 800MM x 800MM 'N' | Furniture | 70007392 | 0 |  |  |  | L1: 7415; L2: 11040; L3: 9450 | 9301.6667 | 0.18 |  | 0 | 0
3.3 |  | Bar Chair with cushion 'N' | Furniture | 70007393 | 0 |  |  |  | L1: 5749; L2: 6608; L3: 6100 | 6152.3333 | 0.18 |  | 0 | 0
3.4 |  | Bar table 'N' (RFT) | Furniture | 70007394 | 0 |  |  |  | L1: 2099; L2: 1729; L3: 1800 | 1876 | 0.18 |  | 0 | 0
3.5 |  | Dining table chair(With cushion Grey)N | Furniture | 70007395 | 0 |  |  |  | L1: 5444; L2: 5931; L3: 5931 | 5931 | 0.18 |  | 0 | 0
3.6 |  | Community table 1500 x 600 x 750 mm F | Furniture | 70003979 | 0 |  |  |  | L1: 7050; L2: 7274; L3: 10600 | 8308 | 0.18 |  | 0 | 0
3.7 |  | Community table seating 1500x450x450mm F | Furniture | 70003980 | 0 |  |  |  | L1: 6256; L2: 6416; L3: 10000 | 7557.3333 | 0.18 |  | 0 | 0
3.8 |  | BoothÂ table 'N' | Furniture | 70007397 | 0 | 1 | 14584 |  | L1: 9000; L2: 14240; L3: 13300 | 12781 | 0.18 | 10000 | 0 | 0
3.9 |  | Booth sofa -Â Single Seat - 1200x700MM |  | 70007398 | 0 | 2 | 20250 |  | L1: 14550; L2: 14552; L3: 21850 | 17800.5 | 0.18 | 10000 | 0 | 0
3.1 |  | Chair - Office |  | 70000154 | 0 | 27 | 4179.5 |  | L1: 4000; L2: 3900; L3: 4000 | 4019.875 | 0.18 | 2000 | 0 | 0
3.11 |  | FURNITURE-BTH SOFA-900x550MM | Furniture | 70009384 | 0 |  |  |  | L1: 12850; L2: 0; L3: 0 | 4283.3333 | 0.18 |  | 0 | 0
3.12 |  | FURNITURE-BTH SOFA-1200x550MM | Furniture | 70008908 | 0 | 4 | 34677 |  | L1: 15552; L2: 0; L3: 0 | 12557.25 | 0.18 |  | 0 | 0
3.13 |  | FURNITURE-BTH SOFA-1500x550MM | Furniture | 70008909 | 0 | 9 |  |  | L1: 19190; L2: 0; L3: 0 | 19190 | 0.18 |  | 0 | 0
3.14 |  | FURNITURE-BTH SOFA-1800x550MM | Furniture | 70009315 | 0 |  |  |  | L1: 22950; L2: 0; L3: 0 | 7650 | 0.18 |  | 0 | 0
3.15 |  | Furniture-Community Chair -Red | Furniture | 70009402 | 6 |  |  |  | L1: 5950; L2: 0; L3: 0 | 1983.3333 | 0.18 |  | 14042 | 42126
3.16 |  | Furniture-Community Chair -Blue | Furniture | 70009403 | 6 |  |  |  | L1: 5950; L2: 0; L3: 0 | 1983.3333 | 0.18 |  | 14042 | 42126
3.17 |  | COMMUNITY LOGO TABLE -RED | Furniture | 70009387 | 0 |  |  |  | L1: 15800; L2: 0; L3: 0 | 5266.6667 | 0.18 |  | 0 | 0
3.18 |  | COMMUNITY LOGO TABLE -BLUE | Furniture | 70009388 | 0 |  |  |  | L1: 15800; L2: 0; L3: 0 | 5266.6667 | 0.18 |  | 0 | 0
3 |  | Total Furniture Cost | Furniture | [14 empty] | 98959.52 | 138709
4.1 | SAFE | SAFE-15 digit code with time delay | SAFE | 70000710 | 1 | 53 | 22154 |  | L1: 16850; L2: 0 | 13001.3333 | 0.18 | 0 | 15341.5733 | 19883
4 |  | Total Safe Cost | SAFE | [14 empty] | 15341.5733 | 19883
5.1 | Fire Extinguisher | Fire Extinguisher- ABC Type 1 kg | Fire Extinguisher | 70000404 | 0 | 16 | 1889 |  | L1: 1400 | 1644.5 | 0.18 |  | 0 | 0
5.2 |  | Fire Extinguisher -ABC Type 4 Kg | Fire Extinguisher | 70000406 | 1 |  |  |  | L1: 2800 | 2800 | 0.18 |  | 3304 | 3304
5.3 |  | Fire Extinguisher- ABC Type 2Kg. | Fire Extinguisher | 70000405 | 1 | 171 | 1978.7692 |  | L1: 1900 | 1939.3846 | 0.18 |  | 2288.4738 | 2242
5.4 |  | Fire Extinguisher - ABC Type 6 kg | Fire Extinguisher | 70000403 | 1 | 109 | 3428 |  | L1: 3300 | 3364 | 0.18 |  | 3969.52 | 3894
5.5 |  | Fire Extinguisher -CO2 4.5 kg | Fire Extinguisher | 70000407 | 1 | 75 | 8720.6 |  | L1: 8300 | 8510.3 | 0.18 |  | 10042.154 | 9794
5 |  | Total Fire Extinguisher Cost | Fire Extinguisher | [14 empty] | 19604.1478 | 19234
6.1 | Water Cooler | Water Cooler- 20/20 Model | Water Cooler | 70000944 | 1 | 89 | 14287.8333 |  | L1: 14000; L2: 0; L3: 0 | 7071.9583 | 0.18 |  | 8344.9108 | 16520
6 |  | Total Water coolerCost | Water Cooler | [14 empty] | 8344.9108 | 16520
7.1 |  | R.O Plant- 50 LPH RO+(ESS/UV) | RO Plant | 70002482 | 1 | 51 | 26941.5385 |  | 16500 | 26000 | 24620 | 38300 |  |  | 26472.3077 | 0.18 |  | 31237.3231 | 31237.3231
7.2 |  | R.O Plant-UV System | RO Plant | 70001391 | 1 | 46 | 5793.8462 |  | 1500 | 1000 | 5880 | 6445 |  |  | 4123.7692 | 0.18 |  | 4866.0477 | 4866.0477
7.3 |  | Bore well 0.5 HP Booster Pump | RO Plant | 70005555 | 1 | 54 | 7700 |  | L1: 7700 | 7700 | 0.18 |  | 9086 | 9086
7.4 |  | Bore well Sand filter Vessel 10X54 | RO Plant | 70005556 | 1 | 54 | 21000 |  | L1: 21000 | 21000 | 0.18 |  | 24780 | 24780
7.5 |  | Bore well 20” Big Blue housing with filt | RO Plant | 70005557 | 1 | 54 | 5091 |  | L1: 5091 | 5091 | 0.18 |  | 6007.38 | 6007.38
7.6 |  | Bore well UV 900 with Pentair | RO Plant | 70005558 | 1 | 54 | 14255 |  | L1: 14255 | 14255 | 0.18 |  | 16820.9 | 16820.9
7.7 |  | Bore well SRX Scale Inhibitor | RO Plant | 70005559 | 1 | 54 | 5636 |  | L1: 5636 | 5636 | 0.18 |  | 6650.48 | 6650.48
7.8 |  | SOFTNER UNIT FOR RO PLANT | RO Plant | 70003813 | 1 |  |  |  | L1: 5000 | 5000 | 0.18 |  | 5900 | 5900
7.9 |  | Piping & Fitting (80 Ft) @ 155 | RO Plant | 3002270 | 1 |  |  |  | L1: 12400 | 12400 |  |  | 12400 | 12400
7.1 |  | water testing | RO Plant | 3002267 | 1 |  |  |  | L1: 4650; L2: 5200 | 4925 |  | 0 | 4925 | 4925
7.11 |  | RO Pre-filtration Installation | RO Plant | 3000054 | 1 |  |  |  | L1: 7568 | 7568 | 0.18 |  | 8930.24 | 8930.24
7 |  | Total RO Plant Cost | RO Plant | [14 empty] | 131603.3708 | 131603.3708
8.1 | Music System | HOME THEATER - 5.1 CHANNEL | Music System | 70005440 | 1 | 73 | 7348 |  | L1: 7619 | 7483.5 | 0.18 |  | 8830.53 | 8830.53
8 |  | Total Music Systum Cost | Music System | [14 empty] | 8830.53 | 8830.53
9.1 | Ovens | Conveyor Oven - PS540 | Ovens | 70000254 | 0 | 8 | 839098 |  | L2: 950000 | 0 | 0 | 0 | 0 | 0
9.2 |  | Conveyor Oven - PS536 | Ovens | 70000252 | 0 | [9 empty] | 0 | 0 | 0 | 0 | 0
9.3 |  | GAS OVEN-1832 DOUBLE DECK OVEN | Ovens | 70006003 | 1 | 163 | 737256 |  | L1: 737256; L2: - | 737256 | 0.18 |  | 869962.08 | 869962.08
9.4 |  | GAS OVEN-3240G DOUBLE DECK OVEN | Ovens | 70006002 | 1 | 96 | 861182 |  | L1: 861182; L2: - | 861182 | 0.18 |  | 1016194.76 | 1016194.76
9.5 |  | XLT Oven Installation -3240 | Ovens |  | 1 |  |  |  | L1: 65278 | 65278 | 0.18 |  | 77028.04 | 77028.04
9.6 |  | XLT Oven Installation -1832 | Ovens |  | 1 |  |  |  | L1: 49516 | 49516 | 0.18 |  | 58428.88 | 58428.88
9 |  | Total Ovens Cost | Ovens | [14 empty] | 2021613.76 | 2021613.76
10.1 | Cold Room & Installation | COLD ROOM 10x10x8 (Green Gas) | Cold Room | 70004722 | 0 | 14 | 127847.7143 | 117587 | L1: 117587 | 0 | 0.18 |  | 0 | 0
10.2 |  | COLD ROOM 10x8x8 (Green Gas) | Cold Room | 70004723 | 0 | 52 | 107616.1538 | 106510 | L1: 106510 | 0 | 0.18 |  | 0 | 0
10.3 |  | COLD ROOM 8x6x8 (Green Gas) | Cold Room | 70004726 | 0 | 13 | 80611 | 80611 | L1: 80611 | 0 | 0.18 |  | 0 | 0
10.4 |  | COLD ROOM 8x8x8 (Green Gas) | Cold Room | 70004727 | 1 | 5 | 98284 | 98284 | L1: 98284 | 98284 | 0.18 |  | 115975.12 | 115975.12
10.5 |  | COLDROOM Machine 10000 Btu/Hr(Green Gas) | Cold Room | 70004730 | 1 | 24 | 68609.25 | 70000 | L1: 70000 | 69536.4167 | 0.18 |  | 82052.9717 | 82052.9717
10.6 |  | COLDROOM Machine 15000 Bth/Hr(Green Gas) | Cold Room | 70004731 | 0 | 56 | 76550.5833 | 77750 | L1: 77750 | 0 | 0.18 |  | 0 | 0
10.7 |  | COLDROOM Machine 20000 Btu/Hr(Green Gas) | Cold Room | 70004732 | 0 | 3 | 120000 | 120000 | L1: 120000 | 0 | 0.18 |  | 0 | 0
10.8 |  | Reach-in Cooler (4X3) | Cold Room | 70000697 | 0 | 14 | 121928.5714 |  | L1: 92000 | 0 | 0.18 |  | 0 | 0
10.9 |  | Deep Freezer-500 Ltr | Cold Room | 70000290 | 0 |  |  |  | L1: 0 | 0 | 0.18 |  | 0 | 0
10.1 |  | Cold Room Installation | Cold Room | 3000036 | 1 |  |  |  | L1: 35000 | 35000 | 0.18 |  | 41300 | 41300
10 |  | Total Cold Room & Installation Cost | Cold Room | [14 empty] | 239328.0917 | 239328.0917
11.1 | DG & Installation | Genset (DG)-45 KVA | DG & Installation | 70000432 | 1 |  |  |  | L1: 353300; L2: 356050 | 354675 | 0.18 | 30000 | 453916.5 | 453916.5
11.2 |  | Genset (DG)-50 KVA | DG & Installation | 70000434 | 0 |  |  |  | L1: 394769; L2: 396658 | 395713.5 | 0.18 | 30000 | 0 | 0
11.3 |  | GENSET(DG)-40KVA | DG & Installation | 70002842 | 0 |  |  |  | L1: 345362; L2: 345267 | 345314.5 | 0.18 | 30000 | 0 | 0
11.4 |  | Genset (DG) -62.5 KVA | DG & Installation | 70000424 | 0 |  |  |  | L1: 407000 | 407000 | 0.18 | 30000 | 0 | 0
11.5 |  | DG Installation | DG & Installation | 3000483 | 1 |  |  |  | L1: 204517.4595 | 204517.4595 | 0.18 |  | 241330.6022 | 241330.6022
11 |  | Total DG & Installation Cost | DG & Installation | [14 empty] | 695247.1022 | 695247.1022
12.1 | AC Units & Installation | AC Unit- 1.0 TR Inverter Hi wall | AC Units | 70002850 | 0 | 16 | 31123.8 | 27656 | L1: 27656; L2: 32500 | 29733.95 | 0.28 |  | 0 | 0
12.2 |  | AC Unit- 1.5 TR Inverter Hi wall | AC Units | 70002851 | 1 | 72 | 34656.8 | 32578 | L1: 32578; L2: 40500 | 35078.2 | 0.28 |  | 44900.096 | 41699.84
12.3 |  | AC Unit- 2.0 TR Inverter Hi wall | AC Units | 70002862 | 2 | 116 | 40923 | 40625 | L1: 40625; L2: 48000 | 42543.25 | 0.28 |  | 108910.72 | 104000
12.4 |  | AC Unit- 2.0 TR Inverter Cassette | AC Units | 70002864 | 2 | 244 | 56833.2727 | 57016 | L1: 57016; L2: 70890 | 60438.8182 | 0.28 |  | 154723.3745 | 145960.96
12.5 |  | AC Unit- 3.0 TR Inverter Cassette | AC Units | 70002865 | 1 | 236 | 80857.9545 | 80625 | L1: 80625; L2: 91000 | 83276.9886 | 0.28 |  | 106594.5455 | 103200
12.6 |  | AC Unit- 4.0 TR Inverter Cassette | AC Units | 70002866 | 0 | 52 | 89047 | 89047 | L1: 89047; L2: 109000 | 94035.25 | 0.28 |  | 0 | 0
12.7 |  | AHU 5000CFM (Low + high) | AC Units |  | 0 |  |  |  | L1: 0 | 0 |  |  | 0 | 0
12.8 |  | VRF Machine (high side + Low Side) | AC Units |  | 0 |  |  |  | L1: 0 | 0 | 0.28 |  | 0 | 0
12.9 |  | Air Conditioning Units Installation | AC Units | 3002536 | 6 |  |  |  | L1: 25000 | 25000 | 0.18 |  | 177000 | 177000
12.1 |  | VRF Machine (high Side) |  |  | 0 |  |  |  | L1: 0 | 0 | 0.28 |  | 0 | 0
12.11 |  | VRF Machine (Low Side) |  |  | 0 |  |  |  | L1: 0 | 0 | 0.18 |  | 0 | 0
12 |  | Total AC & Installation Cost | AC Units | [14 empty] | 592128.736 | 571860.8
13.1 | Makeline | Makeline-6 ft | Makeline | 70004852 | 1 | 34 | 174455 |  | 163000 | 170000 | 164000 | 165000 |  |  | 167291 | 0.18 | 14000 | 213923.38 | 213923.38
13 |  | Total Makeline Cost | Makeline | [14 empty] | 213923.38 | 213923.38
15.1 | Exhaust Unit | FRESH AIR UNIT - 2800 CFM | Exhaust Unit | 70000419 | 1 | 32 | 27415.7778 |  | L1: 26500; L2: 28400 | 27438.5926 | 0.18 |  | 32377.5393 | 32377.5393
15.2 |  | EXHAUST UNIT - 3000 CFM (HSN - 8479) | Exhaust Unit | 70003315 | 1 | 43 | 27254.0714 |  | L1: 27557; L2: 28400 | 27737.0238 | 0.18 |  | 32729.6881 | 32729.6881
15.3 |  | EXHAUST UNIT - 3500 CFM (HSN - 8479) | Exhaust Unit | 70003316 | 0 | 11 | 30282.4 |  | L1: 30353; L3: 0 | 20211.8 | 0.18 |  | 0 | 0
15 |  | Total Exhaust Unit Cost | Exhaust Unit | [14 empty] | 65107.2274 | 65107.2274
16.1 | Fly Catcher | Fly Catcher- Glue Pad type | Fly Catcher | 70000418 | 2 | 177 | 8085 |  | L1: 8085 | 8085 | 0.18 |  | 19080.6 | 19080.6
16 |  | Total Fly Catcher Cost | Fly Catcher | [14 empty] | 19080.6 | 19080.6
17.1 | Hand Dryer | Hand Dryer | Air Curtain | 70000454 | 1 | 169 | 4282.1667 |  | L1: 4400; L2: 5018 | 4566.7222 | 0.18 |  | 5388.7322 | 5388.7322
17 |  | Total Hand Dryer Cost | Hand Dryer | [14 empty] | 5388.7322 | 5388.7322
18.1 | Air Curtain | AIR CURTAIN-3Ft | Air Curtain | 70000052 | 1 | 79 | 9553.9091 |  | L1: 7760; L2: 10506 | 9273.303 | 0.18 |  | 10942.4976 | 10942.4976
18.2 |  | AIR CURTAIN-3.5Ft | Air Curtain | 70000051 | 1 | 28 | 8810.4286 |  | L1: 8350; L2: 11573 | 9577.8095 | 0.18 |  | 11301.8152 | 11301.8152
18.3 |  | AIR CURTAIN-4Ft | Air Curtain | 70000053 | 0 | 68 | 9935.2 |  | L1: 9300; L2: 12567 | 10600.7333 | 0.18 |  | 0 | 0
18.4 |  | AIR CURTAIN-5Ft | Air Curtain | 70000054 | 0 |  |  |  | L1: 11000; L2: 16330 | 13665 | 0.18 |  | 0 | 0
18.5 |  | AIR CURTAIN-6Ft. | Air Curtain | 70000055 | 0 | 87 | 15373.8889 |  | L1: 12300; L2: 18318 | 15330.6296 | 0.18 |  | 0 | 0
18.6 |  | AIR CURTAIN-7 FT | Air Curtain | 70000056 | 0 | 11 | 21382.8 |  | L1: 15900; L2: 22294 | 19858.9333 | 0.18 |  | 0 | 0
18.7 |  | LIMIT SWITCH -MAGNETIC SINGLE FLAP | Air Curtain | 70004268 | 2 | 53 | 500 |  | L1: 500; L2: 1350 | 783.3333 | 0.18 |  | 1848.6667 | 1848.6667
18.8 |  | LIMIT SWITCH -MAGNETIC DOUBLE FLAP | Air Curtain | 70004269 | 0 | 56 | 895 |  | L1: 600; L2: 1550 | 1015 | 0.18 |  | 0 | 0
18 |  | Total Air Curtain Cost | Air Curtain | [14 empty] | 24092.9795 | 24092.9795
19.1 | Tool Kit | Bike Tool Kit | Tool Kit | 70000075 | 1 | 78 | 3931 |  | L1: 3931 | 3931 | 0.18 |  | 4638.58 | 4638.58
19.2 |  | Tool Kit-Maintainence tool kit | Tool Kit | 70000889 | 1 | 77 | 7353 |  | L1: 7353 | 7353 | 0.18 | 700 | 9502.54 | 9502.54
19 |  | Total Tool Kit Cost | Tool Kit | [14 empty] | 14141.12 | 14141.12
20.1 | Weighing Scale | Weighing Scale -20 kg | Weighing Scale | 70000953 | 1 | 29 | 5175 |  | L1: 5175 | 5175 | 0.18 |  | 6106.5 | 6106.5
20 |  | Total Weighing Scale Cost | Weighing Scale | [14 empty] | 6106.5 | 6106.5
21.1 | Visicooler | Visicooler-Upright Chiller 11 cases | Visicooler | 70003769 | 1 | 69 | 19820 |  | L1: 20000; L2: 18800 | 19540 | 0.18 |  | 23057.2 | 23057.2
21 |  | Total Visi Cooler Cost | Visicooler | [14 empty] | 23057.2 | 23057.2
22.1 | MOP Bucket | Maxi Jolly Mop Bucket-Wringer BUCKET | MOP Bucket | 70000558 | 1 | 76 | 5111.2857 |  | L1: 4900 | 5005.6429 | 0.18 |  | 5906.6586 | 5906.6586
22.2 |  | Maxi Jolly Mop Bucket-Floor Sign | MOP Bucket | 70000557 | 1 | 104 | 429.4615 |  | L1: 225 | 327.2308 | 0.18 |  | 386.1323 | 386.1323
22.3 |  | Maxi Jolly Mop Bucket-DustPan with Broom | MOP Bucket | 70000556 | 1 | 69 | 638.1 |  | L1: 250 | 444.05 | 0.18 |  | 523.979 | 523.979
22.4 |  | Maxi Jolly Mop Bucket-Brom,hndle,DustPan | MOP Bucket | 70000555 | 1 | 77 | 263 |  | L1: 575 | 419 | 0.18 |  | 494.42 | 494.42
22 |  | Total Mop Bucket Cost | MOP Bucket | [14 empty] | 7311.1899 | 7311.1899
23.1 | Microwave | Microwave Oven | Microwave | 70000573 | 1 | 84 | 4565.5 |  | L1: 4492 | 4528.75 | 0.18 |  | 5343.925 | 5343.925
23 |  | Total Microwave Cost | Microwave | [14 empty] | 5343.925 | 5343.925
24.1 | Servo | SERVO-45 KVA OIL COOL INPUT 340-480V | Servo | 70005860 | 1 | 36 | 74542.7273 |  | L1: 62310; L2: 74700; L3: 87000 | 74638.1818 | 0.18 | 4000 | 92793.0545 | 92793.0545
24.2 |  | SERVO-60 KVA OIL COOL INPUT 340-480V | Servo | 70005861 | 0 | 5 | 106072.6667 |  | L1: 78800; L2: 89200 | 91357.5556 | 0.18 | 4000 | 0 | 0
24 |  | Total Servo Stabliser Cost | Servo | [14 empty] | 92793.0545 | 92793.0545
25.1 | Panel & DB | ELECTRICAL/APFC PANEL-WITH EMS FEATURES | Electrical panel | 70004896 | 1 |  |  |  | L1: 111000; L2: 116000; L3: 117000 | 114666.6667 | 0.18 | 7000 | 143566.6667 | 143566.6667
25.2 |  | ELECTRICAL MINI PANEL |  | 70007636 | 0 | 18 | 62500 |  | L1: 51000; L2: 64500; L3: 66000 | 60500 |  | 7000
25 |  | Total Panel & Switch Boards Cost | Electrical panel | [14 empty] | 143566.6667 | 143566.6667
26.1 | SS Equipment | Aluminium Ladder- 8 FT (HSN 7616) | SS Equipment | 70003611 | 1 | 45 | 4890.7692 |  | L1: 4660 | 4775.3846 | 0.18 | 600 | 6342.9538 | 6342.9538
26.2 |  | Equipment Knee Opt Sink-MOC SS202/304 | SS Equipment | 70006080 | 1 | 9 | 17439 |  | 17863 | 13256 | 20500 | 17250 |  |  | 17261.6 | 0.18 |  | 20368.688 | 20368.688
26.3 |  | Equipment Elbow Opt Sink-MOC SS202/304 | SS Equipment | 70009412 | 0 | 6 | 13000 |  | 17200 | 13000 | 19700 | 17250 |  |  | 16030 | 0.18 |  | 0 | 0
26.4 |  | Equipment Helmet Rack-SS202 | SS Equipment | 70006101 | 4 | 69 | 2318 |  | 1808 | 1650 | 1510 | 2200 |  |  | 1897.2 | 0.18 |  | 8954.784 | 8954.784
26.5 |  | COMPUTER RACK SHEET TYPE | SS Equipment | 70000243 | 1 | 33 | 3928.1111 |  | 1900 | 2150 | 1653 | 1950 |  |  | 2316.2222 | 0.18 |  | 2733.1422 | 2733.1422
26.6 |  | Equipment Computer Rack-MOC SS202 | SS Equipment | 70006092 | 2 | 44 | 4152.2727 |  | 3500 | 3300 | 3004 | 3200 |  |  | 3431.2545 | 0.18 |  | 8097.7607 | 8097.7607
26.7 |  | PVC Strip Curtain - Cold Room | Cold Room | 70000681 | 1 | 77 | 1755 |  | L1: 1750; L2: 2300 | 1935 | 0.18 |  | 2283.3 | 2283.3
26.8 |  | PALLETS 900 x 900 x 150mm | SS Equipment | 70000624 | 0 | 249 | 2577 |  | L1: 2760 | 2668.5 | 0.18 |  | 0 | 0
26.9 |  | Equipment Exhaust Hood-3240 | SS Equipment | 70006085 | 0 | 63 | 73917.6 |  | 68000 | 73000 | 75500 | 72500 |  |  | 72583.52 | 0.18 |  | 0 | 0
26.1 |  | Oven hood - Small Oven | SS Equipment | 70000610 | 1 |  | 99500 |  | 99500 | 99500 | 99500 | 99500 |  |  | 99500 | 0.18 |  | 117410 | 117410
26.11 |  | CUT Table-4FT X 3FT | SS Equipment | 70000269 | 0 | 1 | 27650 |  | #N/A | #N/A | #N/A | #N/A |  |  | #N/A | 0.18 |  | 0 | 0
26.12 |  | CUT Table-4 FT X 4 FT | SS Equipment | 70006097 | 0 | 8 | 46381.5 |  | 42570 | 37953 | 43519 | 65000 |  |  | 47084.7 | 0.18 |  | 0 | 0
26.13 |  | Equipment Cut Table-5X4 MOC SS202/304 | SS Equipment | 70006098 | 0 | 65 | 60445.5769 |  | 49500 | 53990 | 49525 | 73000 |  |  | 57292.1154 | 0.18 | 1000 | 0 | 0
26.14 |  | CUT Table-6 FT X 4 FT | SS Equipment | 70006099 | 1 | 3 | 51299 |  | 59000 | 56500 | 55978 | 79000 |  |  | 60355.4 | 0.18 | 0 | 71219.372 | 71219.372
26.15 |  | Equipment SS Storage rack-MOC SS202 | SS Equipment | 70006095 | 3 | 165 | 17025.8636 |  | 14341 | 14300 | 13800 | 19000 |  |  | 15693.3727 | 0.18 | 1000 | 56734.5395 | 56734.5395
26.16 |  | Equipment SS Storage rack-MOC SS304 | SS Equipment | 70007225 | 3 | 119 | 13920.2727 |  | 14000 | 13800 | 0 | 0 |  |  | 8344.0545 | 0.18 | 1000 | 30717.9531 | 30717.9531
26.17 |  | Equipment Slap Table-5ft MOC SS202/304 | SS Equipment | 70006089 | 1 | 44 | 43433.6875 |  | 42000 | 37800 | 41085 | 45000 |  |  | 41863.7375 | 0.18 | 500 | 49989.2103 | 49989.2103
26.18 |  | Equipment Slap Table- 6ft MOC SS202/304 | SS Equipment | 70006090 | 0 | 4 | 50388.25 |  | 45000 | 46500 | 44532 | 48500 |  |  | 46984.05 | 0.18 | 0 | 0 | 0
26.19 |  | Equipment Sauce Table-MOC SS202/304 | SS Equipment | 70006091 | 1 | 41 | 22490.1667 |  | 22988 | 21400 | 20099 | 23500 |  |  | 22095.4333 | 0.18 | 1000 | 27252.6113 | 27252.6113
26.2 |  | Equipment Three Sink-5ft MOC SS202/304 | SS Equipment | 70006082 | 1 | 37 | 39792.75 |  | 38316 | 40651 | 43500 | 35500 |  |  | 39551.95 | 0.18 | 1000 | 47851.301 | 47851.301
26.21 |  | Equipment Overhead Cabinet-5' MOC SS202 | SS Equipment | 70006094 | 1 | 35 | 14285.5556 |  | 14250 | 13940 | 12500 | 15750 |  |  | 14145.1111 | 0.18 | 1000 | 17871.2311 | 17871.2311
26.22 |  | Equipment Router Table-MOC 202/304 | SS Equipment | 70006096 | 1 | 39 | 30251.1429 |  | 35000 | 28325 | 26450 | 25500 |  |  | 29105.2286 | 0.18 | 1000 | 35524.1697 | 35524.1697
26.23 |  | Equipment MS Trolley-SS 75mm Nylon | SS Equipment | 70006102 | 10 | 641 | 4044.2759 |  | 1900 | 1950 | 1722 | 2000 |  |  | 2323.2552 | 0.18 | 500 | 28004.411 | 28004.411
26.24 |  | Equipment Oven Top 540-MOC SS202 | SS Equipment | 70006104 | 0 | 56 | 7357.5 |  | 4000 | 3500 | 3264 | 4800 |  |  | 4584.3 | 0.18 | 0 | 0 | 0
26.25 |  | Equipment Oven Top -XLT 1832 | SS Equipment | 70007117 | 1 | 60 | 2644 |  | 3,400 | 2300 | 2104 | 2750 |  |  | 2449.5 | 0.18 |  | 2890.41 | 2890.41
26.26 |  | Equipment Oven Top -XLT 3240 | SS Equipment | 70007119 | 1 | 60 | 4504 |  | 4400 | 3600 | 3345 | 4500 |  |  | 4069.8 | 0.18 | 0 | 4802.364 | 4802.364
26.27 |  | Equipment Oven Trolly -XLT 3240 | SS Equipment | 70006712 | 1 | 24 | 14600 |  | 15487 | 14500 | 12500 | 14200 |  |  | 14257.4 | 0.18 | 0 | 16823.732 | 16823.732
26.28 |  | Equipment Oven Trolley 540-MOC SS202 | SS Equipment | 70006103 | 0 | 56 | 12587.5 |  | 7700 | 7950 | 7384 | 9500 |  |  | 9024.3 | 0.18 | 0 | 0 | 0
26.29 |  | Equipment Oven Top 536-MOC SS202 | SS Equipment | 70006109 | 0 |  |  |  | #N/A | #N/A | #N/A | #N/A |  |  | #N/A | 0.18 | 0 | 0 | 0
26.3 |  | Equipment MOP Sink-MOC SS202/304 | SS Equipment | 70006083 | 1 | 24 | 14134.8 |  | 13300 | 14950 | 14699 | 13000 |  |  | 14016.76 | 0.18 | 500 | 17129.7768 | 17129.7768
26.31 |  | Cheese Burst Stand-For Totila | SS Equipment | 70007168 | 1 | 48 | 6224.8571 |  | 4974 | 5800 | 6000 | 4300 |  |  | 5459.7714 | 0.18 |  | 6442.5303 | 6442.5303
26.32 |  | Grease Chamber | SS Equipment | 70000441 | 1 | 2 | 31050 |  | L3: 44500; L4: 22500; L6: 24000 | 30512.5 | 0.18 |  | 36004.75 | 36004.75
26.33 |  | SS Container 500ml with Lid | SS Equipment | 70009297 | 1 | 270 | 193.3636 |  | 160 | 160 | 160 | 160 |  |  | 166.6727 | 0.18 |  | 196.6738 | 196.6738
26.34 |  | SS Container 1000ml with Lid | SS Equipment | 70009298 | 1 | 270 | 231 |  | 231 | 231 | 231 | 231 |  |  | 231 | 0.18 |  | 272.58 | 272.58
26.35 |  | SS Container 2000ml with Lid | SS Equipment | 70009299 | 1 | 540 | 353 |  | 353 | 353 | 353 | 353 |  |  | 353 | 0.18 |  | 416.54 | 416.54
26.36 |  | SS Container 2500ml with Lid | SS Equipment | 70009300 | 1 | 540 | 438 |  | 438 | 438 | 438 | 438 |  |  | 438 | 0.18 |  | 516.84 | 516.84
26.37 |  | SS Container 5,000ml with Lid | SS Equipment | 70009301 | 1 | 180 | 624 |  | 624 | 624 | 624 | 624 |  |  | 624 | 0.18 |  | 736.32 | 736.32
26.38 |  | SS Container 7,000ml with Lid | SS Equipment | 70009302 | 1 | 270 | 842 |  | 842 | 842 | 842 | 842 |  |  | 842 | 0.18 |  | 993.56 | 993.56
26.39 |  | SS Container 10,000ml with Lid | SS Equipment | 70009303 | 1 | 450 | 914 |  | 914 | 914 | 914 | 914 |  |  | 914 | 0.18 |  | 1078.52 | 1078.52
26.4 |  | PRP Table | SS Equipment | 70008067 | 1 | 38 | 2928.4444 |  | 2500 | 2700 | 2452 | 2200 |  |  | 2556.0889 | 0.18 |  | 3016.1849 | 3016.1849
26.41 |  | Equipment Utensil Drying Rack | SS Equipment | 70007052 | 1 | 32 | 5339.4444 |  | 3820 | 3825 | 3800 | 5200 |  |  | 4396.8889 | 0.18 |  | 5188.3289 | 5188.3289
|  | Total SS Equipments Cost | SS Equipment | [5 empty] | L1: 630475.9936 |  |  |  | 627864.5385 | 627864.5385
27.1 | LPG Works | LPG Installation | LPG works | 3002630 | 1 |  |  |  | L1: 272593.934 | 272593.934 | 0.18 |  | 321660.8422 | 321660.8422
27.2 |  | LPG Installation outstation | LPG works | 3002630 | 0 |  |  |  | L1: 15000 | 15000 | 0.18 |  | 0 | 0
27.3 |  | Additional cost |  |  | 0 |  |  |  | L1: 80000 | 80000 | 0.18 |  | 0 | 0
|  | TPI |  |  | 0 |  |  |  | L1: 15000 | 15000 | 0.18 |  | 0 | 0
|  | Fire Supression |  |  | 0 |  |  |  | L1: 224000 | 224000 | 0.18 |  | 0 | 0
27 |  | Total LPG Installation Cost | LPG works | [14 empty] | 321660.8422 | 321660.8422
28.1 | Waste Bin | WASTE BIN-50 LTR WITH PADDLE GREEN COLOR | Waste Bin | 70004862 | 1 | 71 | 1090 |  | L1: 775 | 775 | 0.18 |  | 914.5 | 914.5
28.2 |  | WASTE BIN-50 LTR WITH PADDLE BLUE COLOR | Waste Bin | 70004882 | 1 | 67 | 1090 |  | L1: 775 | 775 | 0.18 |  | 914.5 | 914.5
28 |  | Total Waste Bin Cost | Waste Bin | [14 empty] | 1829 | 1829
29.1 | Transportation | Transpotation cost | Transportation | 3000058 | 1 |  |  |  | L1: 52822 | 52822 | 0 |  | 52822 | 52822
29.2 |  | Transpotation cost for longer distance | Transportation | 3000058 | 0 |  |  |  | L1: 30000 | 0 | 0 |  | 0 | 0
29 |  | Total Transportation Cost | Transportation | [14 empty] | 52822 | 52822
30.1 | Waste Water Treatment | ETP & Installation | ETP / OGT | 3000019 | 1 |  |  |  | L1: 102363; L2: 123000 | 112681.5 | 0.18 | 25000 | 162464.17 | 162464.17
30.2 |  | ETP flow meter mandate for J&k | ETP / OGT | 3000019 | 1 |  |  |  | L1: 60000; L2: 102363; L3: 183000 | 115121 | 0.18 | 0 | 135842.78 | 135842.78
30.3 |  | OGT Tank & Installation | ETP / OGT | 70002867 | 1 | 21 | 29829.3333 |  | L1: 18000; L2: 28300 | 23150 | 0.18 | 2500 | 30267 | 30267
30 |  | Total Waste Water Treatment Cost | ETP / OGT | [14 empty] | 328573.95 | 328573.95
31.1 | Bikes & Accessories | Bike-100 CC HF Dlx | Bikes | 70003443 | 0 |  |  |  | L1: 58765 | 58765 | 0.28 |  | 0 | 0
31.2 |  | AMPERE ZEAL CA | Bikes | 70009306 | 6 |  |  |  | L1: 99905 | 99905 | 0.05 |  | 629401.5 | 629401.5
31.3 |  | E-BIKES REVOLT RV300 | Bikes | 70004385 | 0 |  |  |  | L1: 0 | 0 | 0.05 |  | 0 | 0
31.4 |  | BAJAJ PULSAR 150 STD. | Bikes | 70006843 | 0 |  |  |  | L1: 105000 | 105000 | 0.18 |  | 0 | 0
31.5 |  | Sticker for Delivery Pizza Box | Bikes Accessories | 70003386 | 6 | 356 | 24.2143 |  | L1: 125 | 125 | 0.18 |  | 885 | 885
31.6 |  | Dominos Logo for Bike Pizza Box | Bikes Accessories | 70003387 | 0 | 378 | 87.0769 | 0 | L1: 0 | 0 | 0.18 |  | 0 | 0
31.7 |  | Bike-Others charges(Registation, Insurance & other) | Bikes | 70001952 | 6 |  |  |  | L1: 20431 | 20431 | 0 |  | 122586 | 122586
31.8 |  | Pizza Box Stand -Electric bike | Bikes Accessories | 70006800 | 6 | 595 | 1135.8333 |  | L1: 1100; L2: 1050 | 1075 | 0.18 | 350 | 8024 | 8024
31.9 |  | Pizza Box - Small | Bikes Accessories | 70004493 | 6 | 710 | 3209.0909 |  | L1: 3100 | 3100 |  |  |  | 18600
31.1 |  | Pizza Box Stand-Hero | Bikes Accessories | 70003803 | 0 | 131 | 878.875 |  | L1: 650 | 650 | 0.18 |  | 0 | 0
31.11 |  | BIKE CHARGING STATION | Bikes Accessories | 70007285 | 1 | 23 | 36374.75 |  | L1: 35000; L2: 37100; L3: 37399 | 36468.4375 | 0.18 |  |  | 43032.7562
31 |  | Total Bike Cost | Bikes | [14 empty] | 760896.5 | 822529.2562
32.1 | Signage | Signage Façade | Signage | 3000055 | 1 |  |  |  | L1: 225000 | 225000 | 0.18 |  | 265500 | 265500
32.2 |  | Internal Signage | Signage |  | 1 |  |  |  | L1: 245000 | 245000 | 0.18 |  | 289100 | 289100
32.3 |  | Pole | Signage |  | 0 |  |  |  | L1: 50000 | 50000 | 0.18 |  | 0 | 0
32.4 |  | Installation & Crane charges | Signage |  | 1 |  |  |  | L1: 25000 | 25000 | 0.18 |  | 29500 | 29500
32.5 |  | Freight | Signage |  | 1 |  |  |  | L1: 18000 | 18000 | 0.18 |  | 21240 | 21240
32.6 |  | Scaffolding Charges (rate in sqft) | Signage |  | 0 |  |  |  | L1: 20 | 20 | 0.18 |  | 0 | 0
32.7 |  | Additional Signage | Signage |  | 1 |  |  |  | L1: 0 | 0 | 0.18 |  | 0 | 0
32 |  | Total Signage Cost | Signage | [14 empty] | 605340 | 605340
33.1 | DMB | Samsung DM32E | DMB | 70005849 | 3 |  |  |  | L1: 32250 | 32250 | 0.18 |  | 114165 | 114165
33.2 |  | Samsung PMH43 | DMB | 70005847 | 0 |  |  |  | L1: 36100 | 36100 | 0.28 |  | 0 | 0
33.3 |  | DMB Installation of PMH43 | DMB | 3007828 | 0 |  |  |  | L1: 7180 | 7180 | 0.18 |  | 0 | 0
33 |  | Total DMB & Installation Cost | DMB | [14 empty] | 114165 | 114165
34.1 | Promo Panel | Samsung UD46 | Promo Panel | 70005848 | 0 |  |  |  | L1: 78900 | 78900 | 0.28 |  | 0 | 0
34.2 |  | DMB - MEDIA PLAYER | Promo Panel | 70000306 | 0 |  |  |  | L1: 18700 | 18700 | 0.18 |  | 0 | 0
34.3 |  | Promo PANEL installtion UD46 | Promo Panel | 3007829 | 0 |  |  |  | L1: 12000 | 12000 | 0.18 |  | 0 | 0
|  | Digitel display |  |  | 0 |  |  |  | L1: 250000 | 250000 | 0.18 |  | 0 | 0
34 |  | Total Promo Panel & Installation Cost | Promo Panel | [14 empty] | 0 | 0
35.1 | Digital Kiosk | Self Order Taking Kiosk | Kiosk | 70002192 | 0 | 1 | 182310 | [7 empty] | 0 | 0.18 |  | 0 | 0
35 |  | Total Digitel Kiosk Cost | Digital Kiosk | [14 empty] | 0 | 0
36.1 | IT Equipments | COMPUTER-DESKTOP WITHOUT TFT INC KEYBOARD & MOUSE | IT Equipments | 70007601 | 2 | 149 | 34120 |  | L1: 34120 | 34120 | 0.18 |  | 80523.2 | 80523.2
36.2 |  | Thinclient-Keyboard /Mouse | IT Equipments | 70001645 | 4 | 335 | 15736.3571 |  | L1: 15605 | 15670.6786 | 0.18 |  | 73965.6029 | 73965.6029
36.3 |  | COMPUTER TFT - 21.5" TFT MONITOR | IT Equipments | 70005868 | 4 | 319 | 4994.6667 |  | L1: 4880 | 4937.3333 | 0.18 |  | 23304.2133 | 23304.2133
36.4 |  | POS-POSIFLEX 3616 WITH SECOND DISPLAY | IT Equipments | 70009371 | 2 | 133 | 42300 |  | L1: 42300 | 42300 | 0.18 |  | 99828 | 99828
36.5 |  | POS-POSIFLEX CASH DRAWER | IT Equipments | 70007309 | 2 | 139 | 3800 |  | L1: 3800 | 3800 | 0.28 |  | 9728 | 9728
36.6 |  | POSBANK - TERMINAL | IT Equipments | 70006361 | 0 | 93 | 8936.3636 |  | L1: 34000 | 21468.1818 | 0.18
36.7 |  | POSBANK - DISPLAY | IT Equipments | 70006359 | 0 | 89 | 32454.5455 |  | L1: 9500 | 20977.2727 | 0.18
36.8 |  | POSBANK- CASH DRAWER | IT Equipments | 70007349 | 0 | 92 | 1500 |  | L1: 3800 | 2650 | 0.18
36.9 |  | POSBANK- CASH DRAWER M/B | IT Equipments | 70007252 | 0 | 92 | 3800 |  | L1: 1500 | 2650 | 0.18
36.1 |  | Lenevo ST50 Server | IT Equipments | 70005762 | 1 | 9 | 49150 |  | L1: 49150 | 49150 | 0.18 |  | 57997 | 57997
36.11 |  | Server Lenovo ST50v2 | IT Equipments | 70009330 | 0 | 58 | 49150 |  | L1: 49150 | 49150 | 0.18
36.12 |  | UPS- 02KVA Online Tower UPS | IT Equipments | 70005832 | 1 | 37 | 27500 |  | L1: 27500 | 27500 | 0.18 |  | 32450 | 32450
36.13 |  | UPS- 03KVA Online Tower UPS | IT Equipments | 70000898 | 1 | 37 | 28500 |  | L1: 28500 | 28500 | 0.18 |  | 33630 | 33630
36.14 |  | Printer Thermal-POSIFLEX RP80 3"Ethernet | IT Equipments | 70002549 | 2 | 137 | 8100 |  | L1: 8100 | 8100 | 0.18 |  | 19116 | 19116
36.15 |  | Printer - KYOCERA Laserjet Printer | IT Equipments | 70007991 | 1 | 74 | 7800 |  | L1: 7800 | 7800 | 0.18 |  | 9204 | 9204
36.16 |  | IT Rack- 42U Rack with accessories | IT Equipments | 70006700 | 1 | 41 | 26793.3333 |  | L1: 26090; L2: 26450 | 26444.4444 | 0.18 |  | 31204.4444 | 31204.4444
36.17 |  | FORTINET ROUTER 40F | IT Equipments | 70007723 | 1 | 18 | 70900 |  | L1: 70900 | 70900 |  |  |  | 70900
36.18 |  | IT INSTALLATION | IT Equipments | 3000011 | 1 |  |  |  | 8000 | 8000 | 8800 | 6300 | 8000 | 11700 | 8466.6667 | 0.18 |  | 9990.6667 | 9440
36 |  | Total IT Equipments Cost | IT Equipments | [14 empty] | 480941.1273 | 551290.4606
37.1 | Networking | Networking Material & Installation | Networking | 3000009 | 1 |  |  |  | L1: 57862.3294 | 57862.3294 | 0.18 |  | 68804.9628 | 68277.5486
37 |  | Total Networking Cost | Networking | [14 empty] | 68804.9628 | 68277.5486
38.1 | CCTV | CCTV - 8 CHANNEL NVR | CCTV | 70001030 | 1 | 56 | 19538.4615 |  | L1: 19800 | 19800 | 0.18 |  | 23364 | 23364
38.2 |  | CCTV- 2.0MP IPC Dome Camera | CCTV | 70000103 | 0 | [9 empty] | 0 | 0.18 |  | 0 | 0
38.3 |  | CCTV -Cable (CAT 6) | CCTV | 70000115 | 0 | [9 empty] | 0 | 0.18 |  | 0 | 0
38.4 |  | CCTV -Conduit | CCTV | 70000118 | 0 | [9 empty] | 0 | 0.18 |  | 0 | 0
38.5 |  | CCTV -HDD 4TB | CCTV | 70000124 | 1 | 55 | 8450 |  | L1: 8600 | 8600 | 0.18 |  | 10148 | 10148
38.6 |  | CCTV-16 Channel NVR | CCTV | 70000138 | 0 | 9 | 29800 |  | L1: 29800 | 0 | 0.18 |  | 0 | 0
38.7 |  | CCTV-Camera | CCTV | 70001302 | 0 | [9 empty] | 0 | 0.18 |  | 0 | 0
38.8 |  | CCTV-HARD DISK 6 TB | CCTV | 70004764 | 0 | 12 | 13500 |  | L1: 13500 | 0 | 0.18 |  | 0 | 0
38.9 |  | CCTV-IP DOME CAMERA | CCTV | 70003608 | 6 | 543 | 4375.7692 |  | L1: 4600 | 4487.8846 | 0.18 |  | 31774.2231 | 31774.2231
38.1 |  | CCTV - 4 CHANNEL NVR | CCTV | 70001029 | 0 | 7 | 10916.6667 |  | L1: 11500 | 0 | 0.18 |  | 0 | 0
38.11 |  | CCTV INSTALLATION | CCTV | 3000003 | 1 |  |  |  | L1: 10000 | 10000 | 0.18 |  | 11800 | 11800
38 |  | Total CCTV Cost | CCTV | [14 empty] | 77086.2231 | 77086.2231
39.1 | Legal Compliance | Licence and permits | Legal Compliance |  | 1 |  |  |  | L1: 40000 | 40000 |  |  | 40000 | 40000
39.2 |  | Store Opening Fees | Legal Compliance |  | 1 |  |  |  | L1: 375000 | 375000 |  |  | 375000 | 375000
39.3 |  | Registration fees | Legal Compliance |  | 1 |  |  |  | L1: 100000 | 100000 |  |  | 100000 | 100000
39.4 |  | Broker fees | Brokerage Fees | 3002301 | 1 |  |  |  | L1: 196470 | 196470 | 0.18 |  | 231834.6 | 231834.6
39 |  | Total Legal Compliance Cost | Brokerage Fees | [14 empty] | 746834.6 | 746834.6
|  | GRAND TOTAL | [15 empty] | #REF! | #REF!
| Service | [17 empty] | 5308447.7936
Note on J67: Nitin Srivastava: only for South

## Material Specifications
Dominos - Standard schedule of Materials
SR.NO | Item | Material Code | Materials | Size in MM | Vendor /Code (OPT-01) | Vendor / Code (OPT -02) | Refer dwg no
A | Floor Tiles
1 | Floor Tiles - (Customer Area) | FF01 | Vitrified Tiles | 600 x 600 | Kajaria -Fog Perla / Cool cement/ cool silver (Matt Finish) (Size-600x600)mm | Somany -Ethos grey 600 x 600 mm | Drawing no. -130
2 | Floor Tiles - (Kitchen & Back area) | FF02 | Polished Vitrified Tiles | 600 x 600 | Kajaria-Dessert grey (Approved). Cool gris/cairo gris - (Matt Finish) (Size-600x600)mm |  | Drawing no. -130
2(a) | Floor Tiles - (Kitchen & Back area) | FF02a |  |  | Kajaria- Terrazzo grey (Full Body) (Size-600x600)mm | Johnson Endura- Grey plus/ Coated Grey/ Coated grey plus (Size-300x300)mm -(Subject to POC approval)
3 | Floor Tiles | FF03 | Full bodied Vitrified Tiles | 300X1200(tread); 600X1200 (slab size) | Johnson Endura Stepping Stone -DONAPAULA PLAIN 600x600 | Somany - Largo Stepon Verde 300 x 1200 & Largo Riser Verde 200 x 1200 | Drawing no. -130
4 | Floor Tiles | FF04 | Vitrified Tiles | 130X800 | Kajaria - Shesham Rosewood 130 x 800 mm | Somany - Strio Hector Wood Teak 196x1200 | Drawing no. -130
5 | Floor Tiles | FF05 | Vitrified Tiles | 130X800 | Kajaria -Shesham Nero 130 x 800 mm | Somany - Strio Salis Wood Wange 196x1200 | Drawing no. -130
B | Wall Tiles
1 | Brick Tiles | BK01 | Exterior Grade-Aggregate Material-German Handmade | 12mmX8"X2.5" | Articlad - ACG 795 | Unistone (Zara cotswold) / MCM(Code -A Series Brick 54058) | Booth Seating Area Wall
2 | Brick Tiles | BK02 | Exterior Grade-Aggregate Material-German Handmade | 12mmX8"X2.5" | Articlad -ACG 555 | MCM Clay Tile(Code -K series ,facing brick /052)/Unistone (Dholpur) | Storefront
3 | Kitchen Wall tile | TL01 |  |  | Loft Toupe/fog perla -300x600 Make - Kajaria | Ceramic wall tile (Printed) With customize / Satin white 300x600mm line work Make : -Johnson
4 | Back Wall Tile | TL02 |  |  | Ceramic wall tile white/ Satin white 300x600mm (Plain) Make : -Johnson
C | Counter Cladding Tiles
1 | Tiles |  | Vitrified Tiles | 130X800 | Kajaria -Shesham Oak 130 x 800 mm | Somany - Strio Carrisa Wood Robble 196x1200 | Counter Fascia
2 | Tiles | FF05 | Vitrified Tiles | 130X800 | Kajaria -Shesham Nero 130 x 800 mm | Somany - Strio Salis Wood Wange 196x1200 | Counter & Floor
3 | Tiles |  | Vitrified Tiles | 130X800 | Kajaria - Mahogany 130 x 800 mm | Somany - Strio Rovver wood teak 196x1200 | Counter Fascia
4 | Tiles | FF04 | Vitrified Tiles | 130X800 | Shesham Rosewood 130 x 800 mm | Somany - Strio Hector Wood Teak 196x1200 | Counter & Floor
D | Toilet Tiles
1 | Floor Tile |  | Vetrified Tiles | 300X600 | Kajaria -Fog Perla , Cool cement/ cool silver (Matt Finish) (Size-600x600)mm | Somany -EC sapphire matt 300x300mm | Toilet Detail-770
2 | Wall Tile |  | Vetrified Tiles | 300X600 | Johson- Plain grey 200x300mm/ Johson-Gris 100x300mm/Kajaria-Oslo Marfil 600x300mm | Somany -EC sapphire matt 300x300mm | Toilet Detail-770
3 | Granite |  | Granite stone |  | Jet Black Granite/ Steel grey Granite |  | Toilet Detail-770
E | Corian
1 | Corian Counter |  |  |  | LG ASPEN SNOW - AS 610 | SAMSUNG ASPEN GLOW -AG 636 | REHAU -FROST WHITE 180L
G | Laminates / Veneer
1 | Laminate | LAM 01 | Laminate |  | 14554 RH Hooked Holz Acasia MERINOLAM (Subject to management approval) |  | Generic Drawing
2 | Laminate | LAM 02 | Laminate |  | 21141 Snow White MERINOLAM (Subject to management approval) |  | Generic Drawing
3 | Laminate | LAM 03 |  |  | 5082 LOUSIANA OAK (Subject to management approval)
H | ACP Sheet
1 | ACP sheet for external ceiling |  |  |  | Euro bond- Pure white , code- ER111/ Milky white ER908 (Matt) - Thk 4mm
Alu Décor- Milky white AD202 Matt finish- Thk 4mm
Alstrong-Pure White AL05 Matt finish
I | Paint
| Paint shade | WF 01 | Lustre paint |  | coal mine 8301 Asian Paints
| Paint shade | WF 02 |  |  | Solemn Grey 8302 (Dark Shade) Asain paint
| Paint shade | WFO3 |  |  | Grey Mtter 8304 Light Shade Asain paint
| Texture | WF 02 | Lustre paint |  | Faux Stone Concrete Finish- STC-03 Super Touch Paints ltd
| Metal Paint |  |  |  | Graphite black RAL 9011 Asain Paints (Woodtech spectra)
| Exterior Textured Paint |  | Lustre paint |  | Asain-Fine sand
Spectrum- Grani plast
Grey Mtter 8304 Light Shade
Sl. No. | Product Description | UOM | Qty. per Store | Approved Make | Approved Model No. | Approved Make | Qty per store
1 | 25x25x1500 mm ht. SS Brush finish square handle with lock | Nos. | 2 | Ozone | OGHC-S5(35X1500)SSS | Ozone | 2
2 | Top Pivot Fitting for Glass Door | Nos. | 2 | Ozone | OFS-ACC-TP | Ozone | 2
3 | Floor Spring | Nos. | 2 | Ozone | FS-9400 STD | Ozone | 2
4 | 100 mm wide Double Action SS Hinges | Nos. | 5 | Ozone | OZ-SSBH-SSS | Ozone | 5
5 | Door Closure | Nos. | RO | Dorma | TS 72 |  | RO
6 | Door Handle (22mm Ø x 300mm length) – Single Leaf Flush Door | Nos. | 1 | Dorma | ART No. TGDI30033S | Dorma | 1
7 | Door Lock (for flush doors other than Toilet) | Nos. | RO | Ozone | OZ-NL-22-STD SSS | Ozone | RO
8 | New Chrome Bathroom Vacant –Engaged Indicator Door Lock | Nos. | 1 | DOORCRAFT | SILVER LSTN-10 | Doorcraft | 1
9 | Tower Bolt | Nos. | RO | Ozone | OZ-B-SII | Ozone | RO
I | Adhesives
| (Adhesive) | Make - Jivanjor (Multi-purpose Wood Adhesive for long lasting bonds)
| All Rounder (Synthetic Resin Adhesive) | Make - Jivanjor All Rounder is a ready to use premium quality white adhesive specially formulated to give unmatched bond strength, it is also enriched with special preservatives to prevent any bacterial growth during storage therefore providing it with a prolonged life.
| Termilok (Anti Termite wood Preservative) | (Prevents and kills Termites and Borers instantly,Penetrates deep into the wood Eco- Friendly and easy to apply product)
| Champion Super (Synthetic Rubber Adhesive) | Make - Jivanjor (Champion is a high performance synthetic rubber based adhesive with Solvent based Adhesive Fast curing & drying properties ,Delivers superior bond strength.)