## Eco Model Region Rt-Capex Sheet (hidden)
NEW STORE CAPEX ESTIMATION
STORE NAME |  | R1 - Abbigere, Bengaluru, Karnataka | 2024-07-17 | [9 empty] | In Case Of DPI Pending
ROI Capex | [12 empty] | Nearest DPI |  |  |  | Nearest Plant
CARPET AREA |  | 1055
S.N. | Capex Head | Capex Item Description | Category | Last Year Avg Spend - 1173 sq.Ft | Code | Qty | L1 Rate | L2 Rate | L3 Rate | L4 Rate | L5 Rate | L6 Rate | L7 Rate | Avg Rate | Tax Rate | Freight | Total Amount as per Average Rate | Old Capex Sheet Rate | Variance | Remarks | South Capex | REGIONAL CAPEX VALUES
1.1 | Civil Work | Civil | Civil Work |  | 3000016 | 1055 | #REF! | [7 empty] | 0.18 |  | 0 | 0 |  |  | #REF! |  |  |  | #REF!
1.2 |  | Outstation | Civil Work |  |  | 0 | 0 | [7 empty] | 0.18 |  |  | 0 |  |  | 0
1.3 |  | Fire Tank Work | Civil Work |  |  | 0 | [7 empty] | 0 | 0.18 |  | 0 | 0 |  |  | 0
1.4 |  | Fire Sprinkler Work | Civil Work |  |  | 0 | [7 empty] | 0 | 0.18 |  | 0 | 0 |  |  | 0
1.5 |  | MS Structure work for plateform | Civil Work |  |  | 0 | [7 empty] | 0 | 0.18 |  | 0 | 0
1.6 | 3D Drawings | 3D Drawings | 3D design |  | 3003170 | 2 | 5500 | 6000 | 7500 |  |  |  |  | 6333.3333 | 0.18 |  | 14946.6667 | 18762 |  |  | 12980 | 4326.6667 |  |  |  | 9788966.5808
1 | Civil Work | Total Civil Work cost | Civil Work | 3772653.3258 | 3000016 | [9 empty] | 0.18 | 0 | 14946.6667 | 3985450 | -3970503.3333 |  | #REF! | 4276733
2.1 | Light Fixtures | PROFILE LIGHT IN 6000 K-40W WITH 3 PCB R | Light Fixtures |  | 70009332 | 8 | 1600 | 1600 | 2200 | 3600 |  |  |  | 2250 | 0.18 | 1100 | 22538 | 19020 |  |  | 16402 |  | 2050.25 |  |  | 10670110
2.2 |  | CONCEALED PANEL LIGHT IN 12W WITH 4000 K | Light Fixtures |  | 70009335 | 2 | 650 | 650 | 500 | 500 |  |  |  | 575 | 0.18 | 1100 | 2655 | 2780 |  |  | 2832
2.3 |  | LIGHT- 6W DECORATIVE CONICAL LIGHT 4K | Light Fixtures |  | 70008926 | 0 | 2450 | 2450 | 2100 | 2200 |  |  |  | 2300 | 0.18 | 1100 | 0 | 6252 |  |  | 0 |  | #DIV/0!
2.4 |  | DECO. PENDANT LIGHT IN 6000 K/LED BULB O | Light Fixtures |  | 70009336 | 9 | 850 | 850 | 600 | 575 |  |  |  | 718.75 | 0.18 | 1100 | 8931.125 | 12927.2 |  |  | 10325 |  | 1147.2222
2.5 |  | LIGHT-TRACK MOUNTED 18W/4K/45°BLAC FINSH | Light Fixtures |  | 70004480 | 0 | 1500 | 1500 | 1500 | 1450 |  |  |  | 1487.5 | 0.18 | 1100 | 0 | 44892 |  |  | 0 |  | #DIV/0! |  |  | 881143.4192
2.6 |  | CONCEALED SPOT LIGHT IN 9W WITH IP65 | Light Fixtures |  | 70009334 | 8 | 1300 | 1300 | 1600 | 1550 |  |  |  | 1437.5 | 0.18 | 1100 | 14868 | 17640 |  |  | 13570 |  | 1696.25
2.7 |  | LIGHT- 9W SURFACE MOUNTED CYLINDRICAL | Light Fixtures |  | 70004482 | 18 | 900 | 900 | 2000 | 2250 |  |  |  | 1512.5 | 0.18 | 1100 | 33423.5 | 19132 |  |  | 20414 |  | 1134.1111
2.8 |  | LIGHT-SURFACELINEAR PROFILE 20W 4K BLACK | Light Fixtures |  | 70004483 | 0 | 1700 | 1700 | 2000 | 2250 |  |  |  | 1912.5 | 0.18 | 1100 | 0 | 0 |  |  | 0 |  | #DIV/0! |  |  | 881143.4192
2.9 |  | LIGHT SUSPENSION KIT BLACK | Light Fixtures |  | 70004217 | 0 | 60 | 60 | 150 | 125 |  |  |  | 98.75 | 0.18 | 1000 | 0 | 4394 |  |  | 0
2.1 |  | Light-3Circuit Power Track 2M BlacFinish | Light Fixtures |  | 70003921 | 0 | 800 | 800 | 800 | 700 |  |  |  | 775 | 0.18 | 1000 | 0 | 3332 |  |  | 0 |  | #DIV/0!
2.11 |  | Light-3Circuit Power Track 1M BlacFinish | Light Fixtures |  | 70003922 | 0 | 400 | 400 | 400 | 350 |  |  |  | 387.5 | 0.18 | 1000 | 0 | 2270 |  |  | 0 |  | #DIV/0!
2.12 |  | LED NORMAL TUBE LIGHT | Light Fixtures |  | 70003923 | 5 | 194 | 194 | 100 | 100 |  |  |  | 147 | 0.18 | 500 | 1457.3 | 1000 |  |  | 1734.6
2 |  | Total Light Fixtures Cost | Light Fixtures | 134581.7357 | [12 empty] | 83872.925 | 133639.2 | -49766.275 |  | 65277.6 | 209167
3.1 | Furniture | FURNITURE-BTH SOFA-1800x550MM | Furniture |  | 70009315 | 0 | 27100 | 6500 | 27100 |  |  |  |  | 20233.3333 | 0.18 | 3000 | 0 | 0 |  |  | 0
|  | FURNITURE-BTH SOFA-1500x550MM | Furniture |  | 70008909 | 2 | 29000 |  | 29000 |  |  |  |  | 29000 | 0.18 | 3000 | 71980 | 0 |  |  | 71980
3.2 |  | Waste bincustomer area (Wet & Dry) | Furniture |  | 70007402 | 1 | 26500 | 26500 | 26500 |  |  |  |  | 26500 | 0.18 | 3000 | 34810 | 0 |  |  | 34810
3.3 |  | Booth seating table 1200x600x750 mm F | Furniture |  | 70007397 | 0 | 14240 | 6000 | 14240 |  |  |  |  | 11493.3333 | 0.18 | 3000 | 0 | 0 |  |  | 0 |  | #DIV/0!
3.4 |  | Booth Single Seating - 550 x 1200 mm F | Furniture |  | 70007398 | 0 | 14552 | 12000 | 14552 |  |  |  |  | 13701.3333 | 0.18 | 3000 | 0 | 0 |  |  | 0 |  | #DIV/0!
3.5 |  | Dining table - 600mm x 600mm F | Furniture |  | 70007351 | 9 | 8344 | 8344 | 8344 |  |  |  |  | 8344 | 0.18 | 3000 | 92153.28 | 48338.6 |  |  | 92153.28 |  | 10239.2533
3.6 |  | Dining table - 800mm x 800mm F | Furniture |  | 70007392 | 1 | 7800 | 7500 | 11040 |  |  |  |  | 8780 | 0.18 | 3000 | 13900.4 | 0 |  |  | 16567.2
3.7 |  | Dining table chairs F | Furniture |  | 70007395 | 0 | 5931 | 3700 | 5931 |  |  |  |  | 5187.3333 | 0.18 | 3000 | 0 | 73260.2 |  |  | 0 |  | #DIV/0!
3.8 |  | Umbrella Outdoor | Furniture | 70001268 | 70001268 | 0 | 49500 | 39,500 | 49500 |  |  |  |  | 49500 | 0.18 | 3000 | 2891298540 | 14319.25 |  |  | 0 |  | 0
3.9 |  | Table - Outdoor | Furniture | 70001253 | 70001253 | 0 | 10500 | 12,500 | 10500 |  |  |  |  | 10500 | 0.18 | 3000 | 130098540 | - |  |  | 0 |  | 0
3.1 |  | OUTDOOR CHAIRS | Furniture | 70006717 | 70006717 | 0 | 2700 | 5,200 | 2700 |  |  |  |  | 2700 | 0.18 | 3000 | 8605740 | 11089 |  |  | 0 |  | 0
|  | Furniture-Community Chair -Red | Furniture |  | 70009402 | 9 | 3800 | 3800 | 3800 |  |  |  |  | 3800 | 0.18 | 3000 | 17042740 | 11089 |  |  | 43896 |  |  |  | Change quantity-21/08/2024
|  | Furniture-Community Chair -Blue | Furniture |  | 70009403 | 9 | 3800 | 3800 | 3800 |  |  |  |  | 3800 | 0.18 | 3000 | 17042740 | 11089 |  |  | 43896 |  |  |  | Change quantity-21/08/2024
|  | Furniture-Community Table -Red | Furniture |  | 70009387 | 0 | 15800 |  | 15800 |  |  |  |  | 15800 | 0.18 | 3000 | 294578740 | 11089 |  |  | 0
|  | Furniture-Community Table -Blue | Furniture |  | 70009388 | 0 | 15800 |  | 15800 |  |  |  |  | 15800 | 0.18 | 3000 | 294578740 | 11089 |  |  | 0
3.11 |  | Chair - Office | Furniture |  | 70000155 | 0 | 4200 | 4200 | 4200 |  |  |  |  | 4200 | 0.18 | 0 | 0 | 6956 |  |  | 0 |  | #DIV/0! |  | Change quantity-21/08/2024
3.12 |  | Transpotation cost | Furniture |  | 70004392 | 0 | 18000 | 3500 | 18000 |  |  |  |  | 13166.6667 | 0.18 | 3000 | 0 | 1000 |  |  | 0
3 |  | Total Furniture Cost | Furniture | 206869.0798 | [12 empty] | 3653458623.68 | 199319.05 | 3653259304.63 | Rest suppliers cost high in comparsion to Kingsman | 303302.48 | 159548
4.1 | SAFE | SAFE-15 digit code with time delay | SAFE |  | 70000710 | 1 | 22880 | 24750 | [5 empty] | 23815 | 0.18 | 800 | 29045.7 | 22219.4 |  | Rate increase by Rs.4000 with existing supplier and new vendor introduce with Rs6000 | 27942.4 |  | 27942.4
4 |  | Total Safe Cost | SAFE | 20667.5 | [12 empty] | 29045.7 | 22219.4 | 6826.3 |  | 27942.4 | 22219
5.1 | Fire Extinguisher | Fire Extinguisher- ABC Type 1 kg | Fire Extinguisher |  | 70000404 | 0 | 2052 | [6 empty] | 2052 | 0.18 |  | 0 | 0 |  | Rate increase due to L1 and L2 Supplier eliminated | 0
5.2 |  | Fire Extinguisher -ABC Type 4 Kg | Fire Extinguisher |  | 70000406 | 0 | 4536 | [6 empty] | 4536 | 0.18 |  | 0 | 0 |  |  | 0
5.3 |  | Fire Extinguisher- ABC Type 2Kg. | Fire Extinguisher |  | 70000405 | 2 | 3024 | [6 empty] | 3024 | 0.18 |  | 7136.64 | 7285.32 |  |  | 7136.64 |  | 3568.32
5.4 |  | Fire Extinguisher - ABC Type 6 kg | Fire Extinguisher |  | 70000403 | 1 | 5580 | [6 empty] | 5580 | 0.18 |  | 6584.4 | 6478.2 |  |  | 6584.4 |  | 6584.4
5.5 |  | Fire Extinguisher -CO2 4.5 kg | Fire Extinguisher |  | 70000407 | 1 | 9702 | [6 empty] | 9702 | 0.18 |  | 11448.36 | 11351.6 |  |  | 11448.36
5 |  | Total Fire Extinguisher Cost | Fire Extinguisher | 17240.4333 | [12 empty] | 25169.4 | 25115.12 | 54.28 |  | 25169.4 | 23884
6.1 | Water Cooler | Water Cooler- 20/20 Model | Water Cooler |  | 70000944 | 0 | 14000 | 14200 | 15427 |  |  |  |  | 14542.3333 | 0.18 |  | 0 | 21599.9 |  | Marginal rate increase from last year | 0 |  | #DIV/0!
6 |  | Total Water coolerCost | Water Cooler | 14815.9259 | [12 empty] | 0 | 21599.9 | -21599.9 |  | 0 | 21600
7.2 |  | R.O Plant-RO 25 LTR PER HOURS | RO Plant |  | 70000693 | 1 | 16800 | 16800 | 16800 | 16800 |  |  |  | 16800 | 0.18 |  | 19824 | 19824 |  |  | 19824 |  | 19824
7.4 |  | Bore well 0.5 HP Booster Pump | RO Plant |  | 70005555 | 1 | 7700 | [6 empty] | 7700 | 0.18 |  | 9086 | 0 |  |  | 9086 |  | 9086
7.5 |  | Bore well Sand filter Vessel 10X54 | RO Plant |  | 70005556 | 1 | 21000 | [6 empty] | 21000 | 0.18 |  | 24780 | 0 |  |  | 24780 |  | 24780
7.6 |  | Bore well 20” Big Blue housing with filt | RO Plant |  | 70005557 | 1 | 5091 | [6 empty] | 5091 | 0.18 |  | 6007.38 | 0 |  |  | 6007.38 |  | 6007.38
7.7 |  | Bore well UV 900 with Pentair | RO Plant |  | 70005558 | 1 | 14255 | [6 empty] | 14255 | 0.18 |  | 16820.9 | 0 |  |  | 16820.9 |  | 16820.9
7.8 |  | Bore well SRX Scale Inhibitor | RO Plant |  | 70005559 | 1 | 5636 | [6 empty] | 5636 | 0.18 |  | 6650.48 | 0 |  |  | 6650.48 |  | 6650.48
7.9 |  | UV2 sterliser | RO Plant |  | 70004459 | 0 | 6095 | [6 empty] | 6095 | 0.18 |  | 0 | 0 |  |  | 0
7.1 |  | R.O Plant-UV System | RO Plant |  | 70001391 | 1 | 4800 | 6093 | [5 empty] | 5446.5 | 0.18 |  | 6426.87 | 9440 |  |  | 6426.87 |  | 6426.87
7.11 |  | Piping & Fitting (80 Ft) @ 155 | RO Plant |  | 3002270 | 1 | 12400 | [6 empty] | 12400 |  |  | 12400 | 0 |  |  | 12400
7.12 |  | water testing | RO Plant |  | 3002267 | 1.5 | 4200 | 5700 | [5 empty] | 4950 |  |  | 7425 | 0 |  |  | 7425
7.13 |  | Installation & transportation UV STERLISER | RO Plant |  | 3000054 | 1 | 7568 | [6 empty] | 7568 | 0.18 |  | 8930.24 | 0 |  |  | 8930.24
7 |  | Total RO Plant Cost | RO Plant | 52366.2531 | [12 empty] | 118350.87 | 29264 | 89086.87 |  | 118350.87 | 146846
8.1 | Music System | HOME THEATER - 5.1 CHANNEL | Music System |  | 70005440 | 1 | 7847.4576 | [6 empty] | 7847.4576 | 0.18 |  | 9260 | 20600.44 |  |  | 9260 |  | 9260
8 |  | Total Music Systum Cost | Music System | 11411.1944 | [12 empty] | 9260 | 20600.44 | -11340.44 |  | 9260 | 20600
9.1 | Ovens | Conveyor Oven - PS540 | Ovens |  | 70000254 | 0 |  | 908347 | [5 empty] | 0 | 0 | 6000 | 0 | 1478091.6 |  |  | 0
9.2 |  | Conveyor Oven - PS536 | Ovens |  | 70000252 | 0 |  | 669272 | [5 empty] | 0 | 0 | 6000 | 0 | 0 |  |  | 0
9.3 |  | GAS OVEN-1832 DOUBLE DECK OVEN | Ovens |  | 70006003 | 0 | 928390 | - | [5 empty] | 0 | 0 |  | 0 | 0 |  |  | 0 |  | #DIV/0!
9.4 |  | GAS OVEN-3240G DOUBLE DECK OVEN | Ovens |  | 70006002 | 1 | 1028330 | - | [5 empty] | 1028330 | 0 |  | 1028330 | 0 |  |  | 1028330 |  | 1028330
9.5 |  | XLT Oven Installation -3240 | Ovens |  |  | 1 | 65278 | [6 empty] | 65278 | 0 |  | 65278 | 0 |  |  | 65278
9.6 |  | XLT Oven Installation -1832 | Ovens |  |  | 0 | 0 | [6 empty] | 0 | 0 |  | 0 |  |  |  | 0
9 |  | Total Ovens Cost | Ovens | 1419305.1284 | [12 empty] | 1093608 | 1478091.6 | -384483.6 | Rate increased 10% as well as $ rate fluctuation also | 1093608 | 1255716
10.1 | Cold Room & Installation | COLD ROOM 10x10x8 (Green Gas) | Cold Room |  | 70004722 | 0 | 131952 | [6 empty] | 0 | 0.18 |  | 0 | 0 |  |  | 0 |  | #DIV/0!
10.2 |  | COLD ROOM 10x8x8 (Green Gas) | Cold Room |  | 70004723 | 1 | 120890 | [6 empty] | 120890 | 0.18 |  | 142650.2 | 125444.62 |  |  | 142650.2
10.3 |  | COLD ROOM 8x6x8 (Green Gas) | Cold Room |  | 70004726 | 0 | 97686 | [6 empty] | 0 | 0.18 |  | 0 | 0 |  |  | 0
10.4 |  | COLD ROOM 8x8x8 (Green Gas) | Cold Room |  | 70004727 | 0 | 115463 | [6 empty] | 0 | 0.18 |  | 0 | 0 |  |  | 0
10.5 |  | COLDROOM Machine 10000 Btu/Hr(Green Gas) | Cold Room |  | 70004730 | 0 | 53311 | [6 empty] | 0 | 0.18 |  | 0 | 0 |  |  | 0
10.6 |  | COLDROOM Machine 15000 Bth/Hr(Green Gas) | Cold Room |  | 70004731 | 1 | 63357 | [6 empty] | 63357 | 0.18 |  | 74761.26 | 67665.92 |  |  | 74761.26 |  | 74761.26
10.7 |  | COLDROOM Machine 20000 Btu/Hr(Green Gas) | Cold Room |  | 70004732 | 0 | 89818 | [6 empty] | 0 | 0.18 |  | 0 | 0 |  |  | 0
10.8 |  | Reach-in Cooler (4X3) | Cold Room |  | 70000697 | 0 | 133757 | 132000 | 188000 |  |  |  |  | 0 | 0.18 |  | 0 | 0 |  |  | 0
10.9 |  | Deep Freezer-500 Ltr | Cold Room |  | 70000290 | 0 | 0 | [6 empty] | 0 | 0.18 |  | 0 | 0 |  |  | 0
10.1 |  | Cold Room Installation | Cold Room |  | 3000036 | 1 | 35000 | [6 empty] | 35000 | 0.18 |  | 41300 | 41300 |  |  | 41300
10 |  | Total Cold Room & Installation Cost | Cold Room | 226829.785 | [12 empty] | 258711.46 | 234410.54 | 24300.92 | Rate increased approx. 10% | 258711.46 | 344411
11.1 | DG & Installation | Genset (DG)-45 KVA | DG & Installation |  | 70000432 | 1 | 480906 | 480906 | [5 empty] | 480906 | 0.18 | 30000 | 602869.08 | 0 |  |  | 602869.08 |  | 602869.08
11.2 |  | Genset (DG)-50 KVA | DG & Installation |  | 70000434 | 0 | 382000 | 379500 | [5 empty] | 380750 | 0.18 | 30000 | 0 | 0 |  |  | 0
11.3 |  | GENSET(DG)-40KVA | DG & Installation |  | 70002842 | 0 | 327500 | 329777 | [5 empty] | 328638.5 | 0.18 | 30000 | 0 | 354000 |  |  | 0
11.4 |  | Genset (DG) -62.5 KVA | DG & Installation |  | 70000424 | 0 | 408500 | 415998 | [5 empty] | 412249 | 0.18 | 30000 | 0 | 0 |  |  | 0
11.5 |  | DG Installation | DG & Installation |  | 3000483 | 1 | 210000 | [6 empty] | 210000 | 0.18 |  | 247800 | 247800 |  |  | 225000
11 |  | Total DG & Installation Cost | DG & Installation | 546132.7547 | [12 empty] | 850669.08 | 601800 | 248869.08 | Average is less due to some stores not having the DG and also rate increase in current Year | 827869.08 | 691700
12.1 | AC Units & Installation | AC Unit- 1.0 TR Inverter Hi wall | AC Units |  | 70002850 | 0 | 27656 | 29433 | 36540 |  |  |  |  | 31209.6667 | 0.28 |  | 0 | 0 |  |  | 0 |  |  |  | 0
12.2 |  | AC Unit- 1.5 TR Inverter Hi wall | AC Units |  | 70002851 | 1 | 32578 | 35648 | 46750 |  |  |  |  | 38325.3333 | 0.28 |  | 49056.4267 | 41600 |  |  | 41699.84 |  | 41699.84 | 1.5 | 1.5
12.3 |  | AC Unit- 2.0 TR Inverter Hi wall | AC Units |  | 70002862 | 2 | 40625 | 42773 | 49870 |  |  |  |  | 44422.6667 | 0.28 |  | 113722.0267 | 0 |  |  | 104000 |  | 52000 | 4 | 4
12.4 |  | AC Unit- 2.0 TR Inverter Cassette | AC Units |  | 70002864 | 1 | 57016 | 55968 | 76670 |  |  |  |  | 63218 | 0.28 |  | 80919.04 | 0 |  |  | 72980.48 |  | 72980.48 | 2 | 2
12.5 |  | AC Unit- 3.0 TR Inverter Cassette | AC Units |  | 70002865 | 1 | 80625 | 92496 | 104560 |  |  |  |  | 92560.3333 | 0.28 |  | 118477.2267 | 199680 |  |  | 103200 |  | 103200 | 3 | 3
12.6 |  | AC Unit- 4.0 TR Inverter Cassette | AC Units |  | 70002866 | 0 | 89047 | 106032 | 118450 |  |  |  |  | 104509.6667 | 0.28 |  | 0 | 235520 |  |  | 0 |  |  | 0 | 0
12.7 |  | AHU 5000CFM (Low + high) | AC Units |  |  | 0 | [10 empty] | 0 | 0 |  |  | 0
12.8 |  | VRF Machine (high side + Low Side) | AC Units |  |  | 0 | [8 empty] | 0.28 |  | 0 | 0 |  |  | 0
12.9 |  | Air Conditioning Units Installation | AC Units |  | 3002536 | 5 | 22000 | [6 empty] | 22000 | 0.18 |  | 129800 | 147500 |  |  | 129800
12 |  | Total AC & Installation Cost | AC Units | 476017.1909 | [12 empty] | 491974.72 | 624300 | -132325.28 | Rate increased approx. 10% | 451680.32 | 800320 |  | 10.5 | 10.5
13.1 | Makeline | MAKELINE TABLE 6FT | Makeline |  | 70004852 | 1 | 165000 | 172000 | [5 empty] | 168500 | 0.18 | 5000 | 204730 | 234820 |  |  | 204730 |  | 204730
13.1 |  | Makeline-3ft. | Makeline |  | 70000548 | 0 | 90000 | 96000 | [5 empty] | 93000 | 0.18 | 5000 | 0 | 0 |  |  | 0
13 |  | Total Makeline Cost | Makeline | 158641.9769 | [12 empty] | 204730 | 234820 | -30090 | Western discontinued had rate diff. approx.25% | 204730 | 234820
14.1 | Ice Cube Machine | Ice Cube Machine - 30 kg | Ice Cube Machine |  | 70003959 | 0 | 43000 | 47500 | [5 empty] | 45250 | 0.18 | 0 | 0 | 0 |  |  | 0
14.2 |  | Ice Cube Machine - 55 kg | Ice Cube Machine |  | 70003960 | 0 | 65000 | 72000 | [5 empty] | 68500 | 0.18 | 1000 | 0 | 81240 |  |  | 0 |  | #DIV/0!
|  | Softy Machine | Softy Machine |  | 70000 | 0 | 630000 | 630000 | [6 empty] | 0.18 | 15000 |  |  |  |  | 0
14.3 |  | Ice Cube Machine - 95 kg | Ice Cube Machine |  | 70003961 | 0 | 92500 | 98100 | [5 empty] | 95300 | 0.18 | 0 | 0 | 0 |  |  | 0
14 |  | Total Ice Machine Cost | Ice Cube Machine | 61644.1157 | [12 empty] | 0 | 81240 | -81240 | Rate diff. due to diff. SKU | 0 | 81240
15.1 | Exhaust Unit | FRESH AIR UNIT - 2800 CFM | Exhaust Unit |  | 70000419 | 1 | 27800 | 29000 | 29050 |  |  |  |  | 28616.6667 | 0.18 | 300 | 34121.6667 | 39530 |  |  | 34121.6667 |  | 34121.6667
15.2 |  | FRESH AIR UNIT - 3500 CFM | Exhaust Unit |  |  | 0 | [7 empty] | #DIV/0! | 0.18 | 300 | 0 | 0 |  |  | 0
15.3 |  | EXHAUST UNIT - 3000 CFM (HSN - 8479) | Exhaust Unit |  | 70003315 | 0 | 28000 | 28400 | 29050 |  |  |  |  | 28483.3333 | 0.18 | 300 | 0 | 39530 |  |  | 0
15.4 |  | EXHAUST UNIT - 3500 CFM (HSN - 8479) | Exhaust Unit |  | 70003316 | 1 | 29800 | 30000 | 0 |  |  |  |  | 19933.3333 | 0.18 | 300 | 23875.3333 | 0 |  |  | 23875.3333 |  | 23875.3333
15 |  | Total Exhaust Unit Cost | Exhaust Unit | 62013.8665 | [12 empty] | 57997 | 79060 | -21063 | Rate increased approx. 10% | 57997 | 88736
16.1 | Fly Catcher | Fly Catcher- Glue Pad type | Fly Catcher |  | 70000418 | 2 | 7700 | [6 empty] | 7700 | 0.18 |  | 18172 | 15930 |  |  | 18172 |  | 9086
16 |  | Total Fly Catcher Cost | Fly Catcher | 14428.3796 | [12 empty] | 18172 | 15930 | 2242 | Rate diff. due to less no. used | 18172 | 10620
17.1 | Hand Dryer | Hand Dryer | Air Curtain |  | 70000454 | 1 | 1750 | [6 empty] | 1750 | 0.18 |  | 2065 | 6608 |  |  | 2065 |  | 2065
17 |  | Total Hand Dryer Cost | Hand Dryer | [13 empty] | 2065 | 6608 | -4543 |  | 2065 | 6608
18.1 | Air Curtain | AIR CURTAIN-3Ft | Air Curtain |  | 70000052 | 1 | 7760 | 10579 | [5 empty] | 9169.5 | 0.18 |  | 10820.01 | 0 |  |  | 10820.01 |  |  |  | Change quantity-21/08/2024
18.2 |  | AIR CURTAIN-3.5Ft | Air Curtain |  | 70000051 | 0 | 8350 | 11573 | [5 empty] | 9961.5 | 0.18 |  | 0 | 0 |  |  | 0 |  | #DIV/0! |  | Change quantity-21/08/2024
18.3 |  | AIR CURTAIN-4Ft | Air Curtain |  | 70000053 | 1 | 9300 | 12567 | [5 empty] | 10933.5 | 0.18 |  | 12901.53 | 0 |  |  | 12901.53 |  | 12901.53
18.4 |  | AIR CURTAIN-5Ft | Air Curtain |  | 70000054 | 0 | 11000 | 16330 | [5 empty] | 13665 | 0.18 |  | 0 | 0 |  |  | 0
18.5 |  | AIR CURTAIN-6Ft. | Air Curtain |  | 70000055 | 0 | 12300 | 18318 | [5 empty] | 15309 | 0.18 |  | 0 | 20956.8 |  |  | 0
18.6 |  | AIR CURTAIN-7 FT | Air Curtain |  | 70000056 | 0 | 15900 | 22294 | [5 empty] | 19097 | 0.18 |  | 0 | 25488 |  |  | 0
18.7 |  | LIMIT SWITCH -MAGNETIC SINGLE FLAP | Air Curtain |  | 70004268 | 2 | 500 | 1400 | [5 empty] | 950 | 0.18 |  | 2242 | 5900 |  |  | 2242 |  | 1121
18.8 |  | LIMIT SWITCH -MAGNETIC DOUBLE FLAP | Air Curtain |  | 70004269 | 0 | 600 | 1600 | [5 empty] | 1100 | 0.18 |  | 0 | 0 |  |  | 0
18 |  | Total Air Curtain Cost | Air Curtain | 46257.5061 | [12 empty] | 25963.54 | 52344.8 | -26381.26 |  | 25963.54 | 49834
19.1 | Tool Kit | Bike Tool Kit | Tool Kit |  | 70000075 | 1 | 4717 | [6 empty] | 4717 | 0.18 |  | 5566.06 | 4323.52 |  |  | 5566.06 |  | 5566.06
19.2 |  | Tool Kit-Maintainence tool kit | Tool Kit |  | 70000889 | 1 | 9145 | [6 empty] | 9145 | 0.18 | 700 | 11617.1 | 10936.24 |  |  | 11617.1 |  | 11617.1
19 |  | Total Tool Kit Cost | Tool Kit | 9347.588 | [12 empty] | 17183.16 | 15259.76 | 1923.4 |  | 17183.16 | 15260
20.1 | Weighing Scale | Weighing Scale -50 Kg | Weighing Scale |  | 70000956 | 0 | 8064 | 8700 | [5 empty] | 8382 | 0.18 |  | 0 | 7670 |  |  | 0 |  | #DIV/0!
20.2 |  | Weighing Scale -20 kg | Weighing Scale |  | 70000953 | 1 | 5175 | 6150 | [5 empty] | 5662.5 | 0.18 |  | 6681.75 | 5664 |  |  | 6681.75 |  | 6681.75
20 |  | Total Weighing Scale Cost | Weighing Scale | 11040.1829 | [12 empty] | 6681.75 | 13334 | -6652.25 |  | 6681.75 | 13334
21.1 | Visicooler | Visicooler-Upright Chiller 11 cases | Visicooler |  | 70003768 | 1 | 19300 | 25000 | 28500 |  |  |  |  | 24266.6667 | 0.18 | 1000 | 29814.6667 | 31388 |  |  | 29814.6667 |  | 29814.6667
21 |  | Total Visi Cooler Cost | Visicooler | 22984.7468 | [12 empty] | 29814.6667 | 31388 | -1573.3333 |  | 29814.6667 | 32388
22.1 | MOP Bucket | Maxi Jolly Mop Bucket-Wringer BUCKET | MOP Bucket |  | 70000558 | 1 | 1205 | [6 empty] | 1205 | 0.18 |  | 1421.9 | 6944.7248 |  |  | 1421.9 |  | 1421.9
22.2 |  | Maxi Jolly Mop Bucket-Floor Sign | MOP Bucket |  | 70000557 | 1 | 379.09 | [6 empty] | 379.09 | 0.18 |  | 447.3262 | 787.8624 |  |  | 447.3262 |  | 447.3262
22.3 |  | Maxi Jolly Mop Bucket-DustPan with Broom | MOP Bucket |  | 70000556 | 1 | 667.83 | [6 empty] | 667.83 | 0.18 |  | 788.0394 | 447.928 |  |  | 788.0394 |  | 788.0394
22.4 |  | Maxi Jolly Mop Bucket-Brom,hndle,DustPan | MOP Bucket |  | 70000555 | 1 | 5885.67 | [6 empty] | 5885.67 | 0.18 |  | 6945.0906 | 1422.3248 |  |  | 6945.0906 |  | 6945.0906
22 |  | Total Mop Bucket Cost | MOP Bucket | 8073.577 | [12 empty] | 9602.3562 | 9602.84 | -0.4838 |  | 9602.3562 | 9603
23.1 | Microwave | Microwave Oven | Microwave |  | 70000573 | 1 | 5400 | [6 empty] | 5400 | 0.18 |  | 6372 | 5428 |  |  | 6372 |  | 6372
23 |  | Total Microwave Cost | Microwave | 4900 | [12 empty] | 6372 | 5428 | 944 |  | 6372 | 5428
24.3 |  | SERVO-45 KVA OIL COOL INPUT 340-480V | Servo |  | 70005860 | 1 | 72400 | 86000 | 97015 | 88000 |  |  |  | 85853.75 | 0.18 | 7000 | 109567.425 | 0 |  |  | 109740 |  | 109740
24.5 |  | SERVO-60 KVA OIL COOL INPUT 340-480V | Servo |  | 70005861 | 0 | 89200 | 111000 | 110558 | 124900 |  |  |  | 108914.5 | 0.18 | 7000 | 0 | 0 |  |  | 0
24 |  | Total Servo Stabliser Cost | Servo | 82788.4827 | [12 empty] | 109567.425 | 0 | 109567.425 | Rate increased approx. 50% from last year | 109740 | 97860
25.2 |  | ELECTRICAL/APFC PANEL-WITH EMS FEATURES | Electrical panel |  | 70006961 | 1 | 118000 | 119100 | 121500 | 123000 |  |  |  | 120400 | 0.18 | 7000 | 150332 | 228380 |  |  | 150332 |  | 150332
25 |  | Total Panel & Switch Boards Cost | Electrical panel | 158279.16 |  |  |  |  | apex | allied | SL | R |  |  |  |  | 150332 | 228380 | -78048 |  | 150332 | 228380
95 | SS Equipment | Equipment Staff Locker-MOC 18SWG | SS Equipment |  | 70006084 | 0 |  |  | 15950 | 30600 | 27500 | 28400 |  | 25612.5 | 0.18 | 500 | 0 | 13834 |  |  | 0 |  | #DIV/0!
96 |  | Aluminium Ladder- 8 FT (HSN 7616) | SS Equipment |  | 70003611 | 1 | 4841 | [6 empty] | 4841 | 0.18 | 600 | 6420.38 | 7316 |  |  | 6420.38 |  | 6420.38
97 |  | Equipment Elbow Opt Sink-MOC SS202/304 | SS Equipment |  | 70009412 | 1 |  |  | 17050 | 19080 | 19500 | 22420 |  | 19512.5 | 0.18 | 1000 | 24204.75 | 19880 |  |  | 24190 |  | 24190
98 |  | Equipment Helmet Rack-SS202 | SS Equipment |  | 70006101 | 2 |  |  | 2150 | 2200 | 3900 | 3600 |  | 2962.5 | 0.18 |  | 6991.5 | 4838.4 |  |  | 9204 |  | 4602
99 |  | COMPUTER RACK SHEET TYPE | SS Equipment |  | 70000243 | 0 |  |  | 9858 | 9858 | 9858 | 9858 |  | 9858 | 0.18 |  | 0 | 8736 |  |  | 0
100 |  | Equipment Computer Rack-MOC SS202 | SS Equipment |  | 70006092 | 0 |  |  | 3668 | 3668 | 3668 | 3668 |  | 3668 | 0.18 |  | 0 | 6832 |  |  | 0
101 |  | COMPUTER RACK RIGHT SIDE | SS Equipment |  | 70006092 | 0 | [7 empty] | #DIV/0! | 0.18 |  | 0 | 6832 |  |  | 0
102 |  | Equipment Money drop box-MOC MS | SS Equipment |  | 70006107 | 0 |  |  | 21150 | 6750 | 11500 | 8645 |  | 12011.25 | 0.18 |  | 0 | 7080 |  |  | 0 |  | #DIV/0!
103 |  | PVC Strip Curtain - Oven | SS Equipment |  | 70000682 | 0 | 9750 | 11500 | [5 empty] | 10625 | 0.18 |  | 0 | 18880 |  |  | 0 |  | #DIV/0!
104 |  | PVC Strip Curtain - Cold Room | Cold Room |  | 70000681 | 1 | 1750 | 2300 | [5 empty] | 2025 | 0.18 |  | 2389.5 | 2950 |  |  | 2389.5 |  | 2389.5
105 |  | PALLETS 900 x 900 x 150mm | SS Equipment |  | 70000624 | 0 | 2760 | [6 empty] | 2760 | 0.18 |  | 0 | 2577.12 |  |  | 0 |  | #DIV/0!
106 |  | Equipment Dough Tray Table-MOC SS202/304 | SS Equipment |  | 70006088 | 0 |  |  | 24750 | 41670 | 34100 | 44900 |  | 36355 | 0.18 | 1000 | 0 | 43560 |  |  | 0
107 |  | Equipment Exhaust Hood-3240 | SS Equipment |  | 70006085 | 1 |  |  | 76760 | 75510 | 96800 | 80750 |  | 82455 | 0.18 | 2000 | 99656.9 | 55100 |  |  | 116584 |  | 116584
108 |  | Oven hood - Small Oven | SS Equipment |  | 70000609 | 0 |  |  | 77180 |  | 93800 | 78280 |  | 83086.6667 | 0.18 |  | 0 | 2000 |  |  | 0
109 |  | CUT Table-4FT X 3FT | SS Equipment |  | 70000269 | 0 |  |  | 61560 | 64710 |  | 44510 |  | 56926.6667 | 0.18 |  | 0 | 0 |  |  | 0
110 |  | CUT Table-4 FT X 4 FT | SS Equipment |  | 70000267 | 0 |  |  | 68860 | 71415 | 48100 | 78280 |  | 66663.75 | 0.18 |  | 0 | 0 |  |  | 0
112 |  | Equipment Cut Table-5X4 MOC SS202/304 | SS Equipment |  | 70006098 | 1 |  |  | 77360 | 83318 | 53400 | 82460 |  | 74134.5 | 0.18 | 1000 | 88658.71 | 69320 |  |  | 64192 |  | 64192
114 |  | CUT Table-6 FT X 4 FT | SS Equipment |  | 70000273 | 0 |  |  | 86450 | 94702 | 59600 | 89100 |  | 82463 | 0.18 | 0 | 0 | 0 |  |  | 0
116 |  | Equipment SS Storage rack-MOC SS202 | SS Equipment |  | 70006095 | 2 |  |  | 19780 | 30150 | 16000 | 22000 |  | 16000 | 0.18 | 1000 | 38940 | 37960 |  |  | 38940 |  | 19470
117 |  | Equipment SS Storage rack-MOC SS304 | SS Equipment |  | 70007225 | 3 | 16000 | [6 empty] | 16000 | 0.18 |  | 56640 | 48586.5 |  |  | 56640 |  | 18880
118 |  | Equipment Slap Table-5ft MOC SS202/304 | SS Equipment |  | 70006089 | 1 |  |  | 44220 | 47610 | 39500 | 78336 |  | 52416.5 | 0.18 | 500 | 62441.47 | 72404 |  |  | 47200 |  | 47200
119 |  | SLAP TABLE-(1800X900X915+150(H)MM) | SS Equipment |  | 70004250 | 0 |  |  | 49400 | 52785 | 45500 | 74100 |  | 55446.25 | 0.18 | 0 | 0 | 0 |  |  | 0
120 |  | Equipment Sauce Table-MOC SS202/304 | SS Equipment |  | 70006091 | 1 |  |  | 24400 | 23805 | 29100 | 32180 |  | 27371.25 | 0.18 | 1000 | 33478.075 | 37848 |  |  | 35518 |  | 35518
121 |  | Equipment Three Sink-5ft MOC SS202/304 | SS Equipment |  | 70006082 | 1 |  |  | 37750 | 63900 | 55400 | 51000 |  | 52012.5 | 0.18 | 1000 | 62554.75 | 74160 |  |  | 66552 |  | 66552
|  | Equipment Overhead Cabinet-5' MOC SS202 | SS Equipment |  | 70006094 | 1 |  |  | 15850 | 18450 | 14300 | 34390 |  | 20747.5 | 0.18 | 1000 | 25662.05 | 0 |  |  | 18054 |  | 18054
123 |  | Equipment Router Table-MOC 202/304 | SS Equipment |  | 70006096 | 1 |  |  | 26100 | 28170 | 29100 | 61880 |  | 36312.5 | 0.18 | 1000 | 44028.75 | 36400 |  |  | 35518 |  | 35518
125 |  | Equipment MS Trolley-SS 75mm Nylon | SS Equipment |  | 70006102 | 10 |  |  | 2000 | 1892 | 1700 | 2800 |  | 2098 | 0.18 | 500 | 25346.4 | 18200 |  |  | 20650 |  | 2065
126 |  | Equipment Oven Top 540-MOC SS202 | SS Equipment |  | 70006104 | 1 |  |  | 5300 | 8280 | 4100 | 12000 |  | 7420 | 0.18 | 0 | 8755.6 | 9408 |  |  | 4838
127 |  | Equipment Oven Trolley 540-MOC SS202 | SS Equipment |  | 70006103 | 1 |  |  | 10700 | 11700 | 17000 | 15000 |  | 13600 | 0.18 | 0 | 16048 | 12096 |  |  | 20060
127 |  | Equipment Oven Top 536-MOC SS202 | SS Equipment |  | 70007119 | 0 |  |  | 4850 | 5715 | 3600 | 10640 |  | 6201.25 | 0.18 | 0 | 0 | 0 |  |  | 0 |  | #DIV/0!
|  | Equipment Softy Machine Stand | SS Equipment |  | 70000 | 0 | 29000 | 29000 | 29000 | 29000 | 29000 | 29000 |  | 29000 | 0.18 | 5000 |  |  |  |  | 0
128 |  | Equipment MOP Sink-MOC SS202/304 | SS Equipment |  | 70006083 | 1 |  |  | 14270 | 14715 | 19100 | 15580 |  | 15916.25 | 0.18 | 500 | 19371.175 | 17610 |  |  | 23128 |  | 23128
129 |  | Cheese Burst Stand-For Totila | SS Equipment |  | 70007168 | 1 |  |  | 4100 | 4950 | 4100 | 4000 |  | 4287.5 | 0.18 |  | 5059.25 | 3024 |  |  | 4838 |  | 4838
129 |  | Grease Chamber | SS Equipment |  | 70000441 | 0 |  |  | 44500 | 22500 |  | 24000 |  | 30333.3333 | 0.18 |  | 0 | 0 |  |  | 0
|  | Equipment Soak Tank | SS Equipment |  | 70007053 | 0 | 19500 | [6 empty] | 19500 | 0.18 |  | 0 | 0 |  |  | 0 |  | 23010
|  | SS Container 1000ml with Lid | SS Equipment |  | 70009298 | 3 |  |  | 258.72 | 258.72 | 258.72 | 258.72 |  | 258.72 | 0.18 |  | 915.8688 | 0 |  |  | 915.8688
|  | SS Container 7,000ml with Lid | SS Equipment |  | 70009302 | 3 |  |  | 943.04 | 943.04 | 943.04 | 943.04 |  | 943.04 | 0.18 |  | 3338.3616 | 0 |  |  | 3338.3616
|  | SS Container 500ml with Lid | SS Equipment |  | 70009297 | 3 |  |  | 179.2 | 179.2 | 179.2 | 179.2 |  | 179.2 | 0.18 |  | 634.368 | 0 |  |  | 634.368
|  | SS Container 2000ml with Lid | SS Equipment |  | 70009299 | 6 |  |  | 395.36 | 395.36 | 395.36 | 395.36 |  | 395.36 | 0.18 |  | 2799.1488 | 0 |  |  | 2799.1488
|  | SS Container 2500ml with Lid | SS Equipment |  | 70009300 | 6 |  |  | 490.56 | 490.56 | 490.56 | 490.56 |  | 490.56 | 0.18 |  | 3473.1648 | 0 |  |  | 3473.1648
|  | SS Container 5,000ml with Lid | SS Equipment |  | 70009301 | 2 |  |  | 698.88 | 698.88 | 698.88 | 698.88 |  | 698.88 | 0.18 |  | 1649.3568 | 0 |  |  | 1649.3568
|  | SS Container 10,000ml with Lid | SS Equipment |  | 70009303 | 5 |  |  | 1023.68 | 1023.68 | 1023.68 | 1023.68 |  | 1023.68 | 0.18 |  | 6039.712 | 0 |  |  | 6039.712
|  | Platform Hand Trolly | SS Equipment |  | 70007123 | 0 | 8500 |  | 8500 | 1023.68 | 1023.68 | 8000 |  | 5409.472 | 0.18 |  | 0 | 0 |  |  | 0
|  | Equipment Utensil Drying Rack | SS Equipment |  | 70007052 | 1 | 9250 | [6 empty] | 9250 | 0.18 |  | 10915 | 0 |  |  | 10915 |  | 10915
|  | PRP Self | SS Equipment |  | 70008067 | 1 | 4000 | [6 empty] | 4000 | 0.18 |  | 4720 |  |  |  | 4720
|  | Total SS Equipments Cost | SS Equipment | 512582.1086 |  |  | 630475.9936 | [9 empty] | 656412.2408 | 637432.02 | 18980.2208 | Approx 25% rate high than the last year RC | 629400.8608 | 509879
158 |  | LPG Installation | LPG works |  | 3002630 | 1 | 210111.0169 | [6 empty] | 210111.0169 | 0.18 |  | 247931 | 247800 |  |  | 247931
|  | Total LPG Installation Cost | LPG works | 247931.0401 | [12 empty] | 247931 | 247800 | 131 |  | 247931 | 377600
159 | Waste Bin | WASTE BIN-50 LTR WITH PADDLE GREEN COLOR | Waste Bin |  | 70004862 | 1 | 1090 | [6 empty] | 1090 | 0.18 | 150 | 1463.2 | 1715.4 |  |  | 1463.2 |  | 1463.2
160 |  | WASTE BIN-50 LTR WITH PADDLE BLUE COLOR | Waste Bin |  | 70004882 | 1 | 1090 | [6 empty] | 1090 | 0.18 | 150 | 1463.2 | 1715.4 |  |  | 1463.2 |  | 1463.2
|  | Total Waste Bin Cost | Waste Bin | 2112.2222 | [12 empty] | 2926.4 | 3430.8 | -504.4 |  | 2926.4 | 3431
163 | Transportation | Transpotation cost | Transportation |  | 3000058 | 1 | 25000 | [6 empty] | 25000 | 0 |  | 25000 | 82600 |  |  | 25000
|  | Total Transportation Cost | Transportation | 115587.6567 | [12 empty] | 25000 | 82600 | -57600 |  | 25000 | 118000
164 | Waste Water Treatment | ETP & Installation | ETP / OGT |  | 3000019 | 0 | 123000 | 102363 | 183000 |  |  |  |  | 136121 | 0.18 | 0 | 0 | 0 |  |  | 0
165 |  | OGT Tank & Installation | ETP / OGT |  | 70002867 | 0 | 21000 | 36458 | 38500 |  |  |  |  | 31986 | 0.18 | 2000 | 0 | 43040 |  |  | 0
|  | Total Waste Water Treatment Cost | ETP / OGT | 29264.5791 | [12 empty] | 0 | 43040 | -43040 |  | 0 | 0
166 | Bikes & Accessories | Bike-100 CC HF Dlx | Bikes |  | 70003443 | 0 | 70000 | [6 empty] | 70000 | 0.18 |  | 0 | 0 |  |  | 0
|  | AMPERE ZEAL CA | Bikes |  | 70004837 | 6 | 111330 | [6 empty] | 111330 | 0.05 |  | 701379 | 609945 |  |  | 701379 |  | 116896.5
|  | E-BIKES REVOLT RV300 | Bikes |  | 70004385 | 0 | 0 | [6 empty] | 0 | 0.05 |  | 0 | 0 |  |  | 0
|  | BAJAJ PULSAR 150 STD. | Bikes |  | 70006843 | 0 | 0 | [6 empty] | 0 | 0.18 |  | 0 | 0 |  |  | 0
167 |  | Pizza Box-without Stand | Bikes Accessories |  | 70004493 | 6 | 3500 | [6 empty] | 3500 | 0.18 |  | 24780 | 29500 |  |  | 24780 |  | 4130
168 |  | Sticker for Delivery Pizza Box | Bikes Accessories |  | 70003386 | 6 | 125 | [6 empty] | 125 | 0.18 |  | 885 | 271.4 |  |  | 885 |  | 147.5
169 |  | Dominos Logo for Bike Pizza Box | Bikes Accessories |  | 70003387 | 6 | 25 | [6 empty] | 25 | 0.18 |  | 177 | 1132.8 |  |  | 177 |  | 29.5
170 |  | Bike-Others charges(Registation, Insurance & other) | Bikes |  | 70001952 | 6 | 14000 | [6 empty] | 14000 | 0 |  | 84000 | 80000 |  |  | 84000 |  | 14000
|  | Pizza Box Stand -Electric bike | Bikes Accessories |  | 70006800 | 6 | 1900 | [6 empty] | 1900 | 0.18 |  | 13452 | 7670 |  |  | 13452 |  | 2242
171 |  | Pizza Box Stand-Hero | Bikes Accessories |  | 70003803 | 0 | 1250 | [6 empty] | 1250 | 0.18 |  | 0 |  |  |  | 0
|  | Total Bike Cost | Bikes | 849161 | [12 empty] | 824673 | 728519.2 | 96153.8 | Rate increased 2 times | 824673 | 990341
203 | Signage | Signage Material & Installation | Signage |  | 3000055 | 1 | 300000 | [6 empty] | 300000 | 0.18 |  | 354000 | 413000 |  |  | 354000 |  |  |  | Non lit internal signage- 1 ihope-2 pizza slice 1- main signage
|  | Total Signage Cost | Signage | 426472.2515 | [12 empty] | 354000 | 413000 | -59000 |  | 354000 | 354000
204 | DMB | Samsung DM32E | DMB |  | 70005849 | 4 | 33335 | [6 empty] | 33335 | 0.18 |  | 157341.2 | 132750 |  |  | 157341.2 |  | 39335.3 |  | consider 4 DMB 32"
205 |  | Samsung PMH43 | DMB |  | 70005847 | 0 | 37800 | [6 empty] | 37800 | 0.28 |  | 0 | 0 |  |  | 0
208 |  | DMB Installation of PMH43 | DMB |  | 3007828 | 0 | 7180 | [6 empty] | 7180 | 0.18 |  | 0 | 15576 |  |  | 0
|  | Total DMB & Installation Cost | DMB | 218682.4422 | [12 empty] | 157341.2 | 148326 | 9015.2 |  | 157341.2 | 172608
206 | Promo Panel | Samsung UD46 | Promo Panel |  | 70005848 | 0 | 78900 | [6 empty] | 78900 | 0.28 |  | 0 | 0 |  |  | 0
|  | DMB - MEDIA PLAYER | Promo Panel |  | 70000306 | 0 | 18700 | [6 empty] | 18700 | 0.18 |  | 0 | 0 |  |  | 0
|  | Promo PANEL installtion UD46 | Promo Panel |  | 3007829 | 0 | 12000 | [6 empty] | 12000 | 0.18 |  | 0 | 0 |  |  | 0
|  | Total Promo Panel & Installation Cost | Promo Panel | 34242.3704 | [12 empty] | 0 | 0 | 0 |  | 0 | 267868
209 | Digital Kiosk | Self Order Taking Kiosk (Including Stand) | Kiosk |  | 70002192 | 0 | [7 empty] | 183000 | 0.18 |  | 0 | 0 |  |  | 0
|  | Total Digitel Kiosk Cost | Digital Kiosk | 0 | [12 empty] | 0 | 0 | 0 |  | 0
210 | IT Equipments | COMPUTER-DESKTOP,WIN10,8GB RAM WITH TFT | IT Equipments |  | 70007601 | 1 | 40390 | 43000 | [5 empty] | 41695 | 0.18 |  | 49200.1 | 109740 |  |  | 49200.1 |  | 49200.1 |  | 1 Added
211 |  | Thinclient- VXL,2GB,Kyb&Mouse,18.5" TFT | IT Equipments |  | 70005867 | 1 | 0 | [6 empty] | 0 | 0.18 |  | 0 | 93361.6 |  |  | 0 |  |  |  | 1 Added
211 |  | Thinclient-Keyboard /Mouse | IT Equipments |  | 70001645 | 3 | 15800 | [6 empty] | 15800 | 0.18 |  | 55932 | 0 |  |  | 55932 |  | 18644 |  | 1 Added
212 |  | Computer TFT - 18.5" TFT Monitor | IT Equipments |  | 70000246 | 0 | 0 | [6 empty] | 0 | 0.18 |  | 0 | 0 |  |  | 0
|  | COMPUTER TFT - 21.5" TFT MONITOR | IT Equipments |  | 70005868 | 3 | 7657 | 7890 | [5 empty] | 7773.5 |  |  | 23320.5 | 0 |  |  | 23320.5 |  | 7773.5
213 |  | POSIFLEX 3616D WITH 9.7” 2ND DISPLAY | IT Equipments |  | 70009371 | 2 | 23000 | 32500 | 33350 |  |  |  |  | 29616.6667 | 0.18 |  | 69895.3333 | 129210 |  |  | 69895.3333 |  | 34947.6667 |  | Two Tab
214 |  | POS- POSIFLEX CR410 CASH DRAWER | IT Equipments |  | 70007309 | 1 | 6600 | 8800 | 8000 |  |  |  |  | 7800 | 0.28 |  | 9984 | 36672 |  |  | 9984 |  | 9984
213 |  | POS- POSIFLEX CR410 CASH DRAWER | IT Equipments |  | 70007309 | 0 | 0 | [6 empty] | 0 | 0.18 |  | 0 | 0 |  |  | 0
214 |  | POS-815B,128GB SSD, Wi-Fi | IT Equipments |  | 70006300 | 0 | 0 | [6 empty] | 0 | 0.28 |  | 0 | 0 |  |  | 0
217 |  | HPE DL20 Server With 16GB RAM & 1 TB HDD (Rack) | IT Equipments |  | 70005523 | 0 | 0 | [6 empty] | 0 | 0.18 |  | 0 | 0 |  |  | 0
218 |  | Server Lenovo ST50v2 | IT Equipments |  | 70009330 | 1 | 45600 | [6 empty] | 45600 | 0.18 |  | 53808 | 93975.2 |  |  | 53808 |  | 53808
219 |  | UPS- 03KVA Online Rack UPS | IT Equipments |  | 70000898 | 0 | 0 | [6 empty] | 0 | 0.18 |  | 0 | 32627 |  |  | 0
|  | UPS- 02KVA Online Rack UPS | IT Equipments |  | 70005833 | 0 | 0 | [6 empty] | 0 | 0.18 |  | 0 | 0 |  |  | 0
220 |  | UPS- 05KVA Online Tower UPS | IT Equipments |  | 70000899 | 0 | 45000 | [6 empty] | 45000 | 0.18 |  | 0 | 0 |  |  | 0
222 |  | UPS- 01KVA Online Tower UPS | IT Equipments |  | 70004508 | 0 | 0 | [6 empty] | 0 | 0.18 |  | 0 | 0 |  |  | 0
|  | UPS- 02KVA Online Tower UPS | IT Equipments |  | 70005832 | 0 | 22540 | 28000 | [5 empty] | 25270 |  |  | 0 | 23128 |  |  | 0 |  | #DIV/0!
|  | UPS- 03KVA Online Tower UPS | IT Equipments |  | 70000898 | 1 | 22540 | 24000 | [5 empty] | 23270 | 0.18 |  | 27458.6 | 32627 |  |  | 27458.6 |  | 27458.6
223 |  | Printer Thermal-POSIFLEX RP80 3"Ethernet | Printer |  | 70002549 | 2 | 8400 | [6 empty] | 8400 | 0.18 |  | 19824 | 32568 |  |  | 19824 |  | 9912
224 |  | Kyocera FS-1040 Laser Printer | Printer |  | 70007991 | 1 | 7630 | [6 empty] | 7630 | 0.18 |  | 9003.4 | 11328 |  |  | 9003.4 |  | 9003.4
|  | FORTINET ROUTER 40F | IT Equipments |  | 70007723 | 0 | 70900 | [6 empty] | 70900 | 0.18 |  | 0 | 11328 |  |  | 0
225 |  | IT Rack- 42U Rack with accessories | IT Equipments |  | 70006700 | 1 | 26450 | 26487 | 35000 |  |  |  |  | 29312.3333 | 0.18 |  | 34588.5533 | 32804 |  |  | 34588.5533 |  | 34588.5533
227 |  | IT INSTALLATION | IT Equipments |  | 3000011 | 1 | 8000 | 8000 | 8800 | 6300 | 8000 | 11700 |  | 8466.6667 | 0.18 |  | 9990.6667 | 9440 |  |  | 9440
|  | Total IT Equipments Cost | IT Equipments | 460880.5178 | [12 empty] | 363005.1533 | 648808.8 | -285803.6467 |  | 362454.4867 | 579932
240 | Networking | Networking Material & Installation | Networking |  | 3000009 | 0.75 | 38982.9497 | [6 empty] | 38982.9497 | 0.18 |  | 34499.9105 | 70700.88 |  |  | 34499.9105
|  | Total Networking Cost | Networking | 45999.8806 | [12 empty] | 34499.9105 | 70700.88 | -36200.9695 |  | 34499.9105 | 58476
241 | CCTV | CCTV - 8 CHANNEL NVR | CCTV |  | 70001030 | 1 | 18500 | 19000 | [5 empty] | 18750 | 0.18 |  | 22125 | 0 |  |  | 22125 |  | 22125
242 |  | CCTV- 2.0MP IPC Dome Camera | CCTV |  | 70000103 | 0 | [7 empty] | 0 | 0.18 |  | 0 | 0 |  |  | 0
243 |  | CCTV -Cable (CAT 6) | CCTV |  | 70000115 | 0 | [7 empty] | 0 | 0.18 |  | 0 | 0 |  |  | 0
|  | CCTV -Conduit | CCTV |  | 70000118 | 0 | [7 empty] | 0 | 0.18 |  | 0 | 0 |  |  | 0
|  | CCTV -HDD 4TB | CCTV |  | 70000124 | 1 | 7800 | 8200 | [5 empty] | 8000 | 0.18 |  | 9440 | 0 |  |  | 9440 |  | 9440
|  | CCTV-16 Channel NVR | CCTV |  | 70000138 | 0 | 26700 | 29800 | [5 empty] | 0 | 0.18 |  | 0 | 0 |  |  | 0
|  | CCTV-Camera | CCTV |  | 70001302 | 0 | [7 empty] | 0 | 0.18 |  | 0 | 0 |  |  | 0
|  | CCTV-HARD DISK 6 TB | CCTV |  | 70004764 | 0 | 13100 | 13500 | [5 empty] | 0 | 0.18 |  | 0 | 0 |  |  | 0
|  | CCTV-IP DOME CAMERA | CCTV |  | 70003608 | 8 | 3020 | 3285 | [5 empty] | 3152.5 | 0.18 |  | 29759.6 | 0 |  |  | 29759.6 |  | 3719.95
|  | CCTV - 4 CHANNEL NVR | CCTV |  | 70001029 | 0 | [7 empty] | 0 | 0.18 |  | 0 | 0 |  |  | 0
244 |  | CCTV INSTALLATION | CCTV |  | 3000003 | 1 | 10000 | 10000 | [5 empty] | 10000 | 0.18 |  | 11800 | 94400 |  |  | 11800
|  | Total CCTV Cost | CCTV | 61506.9333 | [12 empty] | 73124.6 | 94400 | -21275.4 |  | 73124.6 | 94400
245 | Biometric Device | READER MS 300 | Biometric Device |  | 70002122 | 0 | 12000 | [6 empty] | 0 | 0.18 |  | 0 | 0 |  |  | 0
246 |  | READER 8603 | Biometric Device |  | 70002123 | 0 | 19000 | [6 empty] | 0 | 0.18 |  | 0 | 22420 |  |  | 0 |  | #DIV/0!
247 |  | READER POWER SUPPLY & CONNECTION BOX | Biometric Device |  | 70002125 | 0 | 750 | [6 empty] | 0 | 0.18 |  | 0 | 885 |  |  | 0 |  | #DIV/0!
|  | Total Biometric Cost | Biometric Device | 24515.372 | [12 empty] | 0 | 23305 | -23305 |  | 0 | 37465
| EMS | ENERGY & MONITORING SYSTEM | EMS |  | 70004509 | 0 | 77960 | [6 empty] | 0 | 0.18 |  | 0 | 91992.8 |  |  | 0
|  | EMS Installation | EMS |  | 3004271 | 0 | 9000 | [6 empty] | 0 | 0.18 |  | 0 | 10620 |  |  | 0
|  | Total EMS Cost | EMS | [13 empty] | 0 | 102612.8 | -102612.8 |  | 0
248 | Legal Compliance | Licence and permits | Legal Compliance |  |  | 1 | 40000 | [6 empty] | 40000 |  |  | 40000 | 40000 |  |  | 40000
249 |  | Store Opening Fees | Legal Compliance |  |  | 1 | 375000 | [6 empty] | 375000 |  |  | 375000 | 375000 |  |  | 375000
250 |  | Registration fees | Legal Compliance |  |  | 1 | 100000 | [6 empty] | 75000 |  |  | 75000 | 150000 |  |  | 75000
251 |  | Broker fees | Brokerage Fees | 30096.8163 | 3002301 | 1 | 88500 | [6 empty] | 28000 | 0.18 |  | 33040 | 0 |  |  | 33040
|  | Total Legal Compliance Cost | Brokerage Fees | 30096.8163 | [12 empty] | 523040 | 565000 | -41960 |  | 523040 | 685800
|  | GRAND TOTAL |  | 220637659.8966 | [12 empty] | 3660334666.9042 | 11958180.15 | 3648376486.7542 |  | #REF! | 13096655
[15 empty] | LL Investment if any |  | 0
[15 empty] | Capex after LL Investment |  | #REF!
| Service | 3992068.1134
Note on G37: Moize Khan: 7
Note on G38: Moize Khan: 7
Note on G41: Moize Khan: 1
Note on G119: Moize Khan: 0
Note on G120: Moize Khan: 1

## FAS
Dominos ………………….Civil & Interiors BOQ¦ Ver 4.0
1. Partition, Panelling - Sq. Ft area – one side only
2. Storage Units - Sq. Ft area – Front elevation length x Front Finished height
3. False Ceiling - Sq. Ft area – Flat surface area in reflected ceiling plan
4. Flooring - Sq. Ft. area – Internal area contained within skirting
5. Pls Note Only Bison , Marine Ply and Wpc Board to be used instead of Commercial Ply
6. Chiseling work included in the items or else specified
7. Scaffolding will be in contractor scope upto 4mtr & Above 4mtr rate will be chargeable. If required for installation of civil & MEP.
8. All Items Rates are inclusive of material lead & lift charges.
A. CIVIL & INTERIOR BOQ-Food mahal Noida |  |  |  |  | Sqft | 521
Task No. |  | Sub Task No. | Name of Item | Description of Item | Unit | Quantity | Rate | Amount
G |  |  |  | Fire Detection and Alarm System
G.1.0
|  | a |  | Supply, installation, testing & commissioning of Conventional Type optical Smoke Detector with inbuilt scattered light measurement, rate of rise and fixed temperature based technology and LED indication should be on the centre of the detector with mounting base complete as required. | No. | 7 |  | 0
|  | a.1 |  | Supply, Installation, testing & commissioning of addressable type smoke Detector with floating sensitivity Complete with all accessories like base, base box, etc. to be installed under / above false ceiling, roof and concealed space, etc. complete as required. | No. | 0 |  | 0
|  | b |  | Supply, Installation, testing & commissioning of addressable type Heat Detector (fixed cum-rate of rise type) with fix temperature at 78 o C complete with all fixing accessories like base, base box, etc to be installed under /above false ceiling, roof and concealed space, etc complete as required. | No. | 0 |  | 0
|  | c |  | Supply, installation, testing & commissioning of conventional Manual Call Point (break glass type)complete with push button,enclosed in box with provision of conduit/cable coupling.The unit to be painted fire red outside ,white inside and written "in case of fire break glass" or as required. | No. | 1 |  | 0
|  | c.1 |  | Supply, Installation, testing & commissioning of addressable type manual call point (break glass type) complete with push button, enclosed in box with provision for cable or conduit coupling. The unit to be painted fire red outside, white inside and written 'In case of fire break glass'. | No. | 0 |  | 0
|  | d |  | Supply, installation, testing & commissioning of Conventional Hooter cum Strobe complete as required.110 cd light & 85 dB adjustable at different locations complete with all fixing accessories etc under false ceiling ,roof,wall etc complete as required. | No. | 1 |  | 0
|  | d.1 |  | Supply, Installation, testing & commissioning of hoooters (Specification :- 110 cd light & 85 dB with adjustable DB) at different locations complete with all fixing accessories, etc under false ceiling roof, wall etc. complete as required. | No. | 0 |  | 0
|  | e |  | Supply, installation, testing & commissioning of 2 zone based conventional Fire alarm control panel with standard set complete as required. | Set | 1 |  | 0
|  | e.1 |  | Supplying, erecting, testing and commissioning the addressable type Fire Alarm Control Panel (FACP) with standard accessories complete | Set | 0 |  | 0
|  | f |  | Supplying and erecting PVC armoured cable 2 core 1.5 sq. mm FRLS copper conductor complete erected on wall / celling as per specification | Mtr. | 38.5019 |  | 0
|  | g |  | Supply installation testing and comissioning of Hood supression system(Ceasefire or equivalent). | No. | 0 |  | 0
Fire Fighting
Non RC Items
[6 empty] | Sub-Total |  | #REF!
[6 empty] | GST@18% |  | #REF!
[6 empty] | Grand Total |  | #REF!
[6 empty] | Without GST Sqft Rate |  | #REF!
[6 empty] | With GST Sqft Rate |  | #REF!

## Standalone- Prime Location (hidden)
NEW STORE CAPEX ESTIMATION
STORE NAME |  | Standalone- Prime Location
ROI Capex |  |  | Nearest Plant
Actual Capex |  | #REF! | Nearest DPI
CARPET AREA |  | #REF!
S.N. | Capex Head | Capex Item Description | Category | Code | Qty | WHS stock as on 21 Dec | Average Rate | New Rate | L1 | L2 | L3 | L4 | L5 | L6 | Avg Rate | Tax Rate | Freight | Total Amount as per Average Rate | Corporate Capex
1.1 | Civil Work | Civil | Civil Work |  | #REF! |  |  |  | #REF! | [5 empty] | #REF! | 0.18 |  | #REF! | #REF!
1.2 |  | Outstation | Civil Work |  | 0 |  |  |  | 173079.45 | [5 empty] | 0 | 0 |  | 0 | 0
1.3 |  | Fire Tank Work | Civil Work |  | 0 | [9 empty] | 0 | 0.18 |  | 0 | 0
1.4 |  | Fire Sprinkler Work | Civil Work |  | 0 | [9 empty] | 0 | 0.18 |  | 0 | 0
1.5 |  | MS Structure work for plateform | Civil Work |  | 0 | [9 empty] | 0 | 0.18 |  | 0 | 0
1.6 | 3D Drawings | 3D Drawings | 3D design | 3003170 | 3 |  |  |  | 5500 | 6000 | 7500 |  |  |  | 6333.3333 | 0.18 |  | 22420 | 22420
1 | Civil Work | Total Civil Work cost | Civil Work | 3000016 | [11 empty] | 0.18 | 0 | #REF! | #REF!
2.1 | Light Fixtures | LIGHT-PANEL 36W 6K BLACKFINSH | Light Fixtures | 70004476 | 12 |  |  |  | 1707 | 1600 | 2200 | 3600 |  |  | 2276.75 | 0.18 | 500 | 32828.78 | 31742
2.2 |  | LIGHT-RECESSED DOWNLIGHT 15W 4K | Light Fixtures | 70004477 | 6 | 7 | 650 |  | 569 | 650 | 500 | 500 |  |  | 573.8 | 0.18 | 500 | 4652.504 | 4130
2.4 |  | LIGHT-DECORATIVE PENDANT 9W 4K BLACK | Light Fixtures | 70004479 | 4 | 3 | 867 |  | 569 | 850 | 600 | 575 |  |  | 692.2 | 0.18 | 500 | 3857.184 | 3422
2.5 |  | LIGHT-TRACK MOUNTED 18W/4K/45°BLAC FINSH | Light Fixtures | 70004480 | 0 | 87 | 1499.25 |  | 1415 | 1500 | 1500 | 1450 |  |  | 1472.85 | 0.18 | 500 | 0 | 0
2.6 |  | LIGHT-RECESSMOUNTED 18W/3K/45°BLAC FINSH | Light Fixtures | 70004481 | 0 | 29 | 1378 |  | 1295 | 1300 | 1600 | 1550 |  |  | 1424.6 | 0.18 | 500 | 0 | 0
2.8 |  | LIGHT-SURFACELINEAR PROFILE 20W 4K BLACK | Light Fixtures | 70004483 | 0 | 64 | 1897.75 |  | 1870 | 1700 | 2000 | 2250 |  |  | 1943.55 | 0.18 | 500 | 0 | 0
2.9 |  | LIGHT SUSPENSION KIT BLACK | Light Fixtures | 70004217 | 8 | 139 | 73 |  | 89 | 125 | 138 | 90 |  |  | 103 | 0.18 | 500 | 1562.32 | 1892.72
2.1 |  | Light-3Circuit Power Track 2M BlacFinish | Light Fixtures | 70003921 | 2 | 116 | 937.5714 |  | 854 | 700 | 690 | 750 |  |  | 786.3143 | 0.18 | 500 | 2445.7017 | 2218.4
2.11 |  | Light-3Circuit Power Track 1M BlacFinish | Light Fixtures | 70003922 | 2 | 61 | 413.5 |  | 427 | 350 | 345 | 350 |  |  | 377.1 | 0.18 | 500 | 1479.956 | 1404.2
2.12 |  | LIGHT-18W SURFACE MOUNTED CYLINDRICAL 4K | Light Fixtures | 70007995 | 0 |  |  |  | 1033 | 950 | 1150 | 1250 |  |  | 1095.75 | 0.18 |  | 0 | 0
2.13 |  | LIGHT- 9W SURFACE MOUNTED CYLINDRICAL | Light Fixtures | 70008925 | 32 | 279 | 613 |  | 612 | 615 | 850 | 975 |  |  | 733 | 0.18 |  | 27678.08 | 32096
2.14 |  | LIGHT- 6W DECORATIVE CONICAL LIGHT 4K | Light Fixtures | 70008926 | 0 | 37 | 1859.3333 |  | 1814 | 1950 | 1890 | 2100 |  |  | 1922.6667 | 0.18 |  | 0 | 0
2.15 |  | PROFILE LIGHT IN 6000 K-40W WITH 3 PCB R | Light Fixtures | 70009332 | 0 | 103 | 1681 |  | 1462 | 1900 | 1880 | 1350 |  |  | 1654.6 | 0.18 |  | 0 | 0
2.16 |  | PROFILE LIGHT IN 4000 K-30W WITH PCB | Light Fixtures | 70009333 | 0 |  |  |  | 2114 | 3900 | 3350 | 3400 |  |  | 3191 | 0.18 |  | 0 | 0
2.17 |  | CONCEALED SPOT LIGHT IN 9W WITH IP65 | Light Fixtures | 70009334 | 0 | 63 | 1229 |  | 1158 | 1300 | 1150 | 1250 |  |  | 1217.4 | 0.18 |  | 0 | 0
2.18 |  | CONCEALED PANEL LIGHT IN 12W WITH 4000 K | Light Fixtures | 70009335 | 3 | 29 | 342.5 |  | 385 | 300 | 400 | 525 |  |  | 390.5 | 0.18 |  | 1382.37 | 1416
2.19 |  | DECO. PENDANT LIGHT IN 6000 K/LED BULB O | Light Fixtures | 70009336 | 0 | 76 | 397.5 |  | 395 | 400 | 680 | 800 |  |  | 534.5 | 0.18 |  | 0 | 0
2.2 |  | TRACK SPOT LIGHT 9W, 24 DEGREE BEAM ANGL | Light Fixtures | 70009337 | 6 | 80 | 593.5 |  | 587 | 600 | 850 | 950 |  |  | 716.1 | 0.18 |  | 5069.988 | 6018
2.21 |  | TRACK SPOT LIGHT 18W 45/60 DEGREE BEAM A | Light Fixtures | 70009338 | 0 | 40 | 721 |  | 721 | 700 | 1150 | 1250 |  |  | 908.4 | 0.18 |  | 0 | 0
2.22 |  | TRACK SPOT LIGHT 25W 45/60 DEGREE BEAM A | Light Fixtures | 70009339 | 0 |  |  |  | 1164 | 1200 | 1360 | 1450 |  |  | 1293.5 | 0.18 |  | 0 | 0
2.23 |  | LED NORMAL TUBE LIGHT | Light Fixtures | 70009340 | 4 | 20 | 207.5 |  | 190 | 225 | 280 | 300 |  |  | 240.5 | 0.18 |  | 1135.16 | 1321.6
2.24 |  | DECO.DOME LIGHT 4000 K/LED BULB OF 6W 30 | Light Fixtures | 70009341 | 9 |  |  |  | 1681 | 1700 | 1890 | 2100 |  |  | 1842.75 | 0.18 |  | 19570.005 | 20071.8
2.25 |  | Light-3Circuit Straight Joint BlacFinish | Light Fixtures | 70003923 | 0 | 115 | 95.25 |  | 214 | 91 | 100 | 100 |  |  | 120.05 | 0.18 | 500 | 0 | 0
2 |  | Total Light Fixtures Cost | Light Fixtures | [14 empty] | 101662.0487 | 105732.72
3.1 |  | Dining table - 600MM x 600MM 'N' | Furniture | 70007351 | 16 |  |  |  | 6025 | 8344 | 8344 |  |  |  | 8344 | 0.18 | 10000 | 169334.72 | 125552
3.2 |  | Dining table - 800MM x 800MM 'N' | Furniture | 70007392 | 2 |  |  |  | 7415 | 11040 | 9450 |  |  |  | 9301.6667 | 0.18 |  | 21951.9333 | 17499.4
3.3 |  | Bar Chair with cushion 'N' | Furniture | 70007393 | 0 |  |  |  | 5749 | 6608 | 6100 |  |  |  | 6152.3333 | 0.18 |  | 0 | 0
3.4 |  | Bar table 'N' (RFT) | Furniture | 70007394 | 0 |  |  |  | 2099 | 1729 | 1800 |  |  |  | 1876 | 0.18 |  | 0 | 0
3.5 |  | Dining table chair(With cushion Grey)N | Furniture | 70007395 | 0 |  |  |  | 5444 | 5931 | 5931 |  |  |  | 5931 | 0.18 |  | 0 | 0
3.6 |  | Community table 1500 x 600 x 750 mm F | Furniture | 70003979 | 0 |  |  |  | 7050 | 7274 | 10600 |  |  |  | 8308 | 0.18 |  | 0 | 0
3.7 |  | Community table seating 1500x450x450mm F | Furniture | 70003980 | 0 |  |  |  | 6256 | 6416 | 10000 |  |  |  | 7557.3333 | 0.18 |  | 0 | 0
3.8 |  | BoothÂ table 'N' | Furniture | 70007397 | 2 | 1 | 14584 |  | 9000 | 14240 | 13300 |  |  |  | 12781 | 0.18 | 10000 | 41963.16 | 33040
3.9 |  | Booth sofa -Â Single Seat - 1200x700MM |  | 70007398 | 4 | 2 | 20250 |  | 14550 | 14552 | 21850 |  |  |  | 17800.5 | 0.18 | 10000 | 95818.36 | 80476
3.1 |  | Chair - Office |  | 70000154 | 0 | 27 | 4179.5 |  | 4000 | 3900 | 4000 |  |  |  | 4019.875 | 0.18 | 2000 | 0 | 0
3.11 |  | FURNITURE-BTH SOFA-900x550MM | Furniture | 70009384 | 0 |  |  |  | 12850 | 0 | 0 |  |  |  | 4283.3333 | 0.18 |  | 0 | 0
3.12 |  | FURNITURE-BTH SOFA-1200x550MM | Furniture | 70008908 | 2 | 4 | 34677 |  | 15552 | 0 | 0 |  |  |  | 12557.25 | 0.18 |  | 29635.11 | 36702.72
3.13 |  | FURNITURE-BTH SOFA-1500x550MM | Furniture | 70008909 | 2 | 9 |  |  | 19190 | 0 | 0 |  |  |  | 19190 | 0.18 |  | 45288.4 | 45288.4
3.14 |  | FURNITURE-BTH SOFA-1800x550MM | Furniture | 70009315 | 0 |  |  |  | 22950 | 0 | 0 |  |  |  | 7650 | 0.18 |  | 0 | 0
3.15 |  | Furniture-Community Chair -Red | Furniture | 70009402 | 17 |  |  |  | 5950 | 0 | 0 |  |  |  | 1983.3333 | 0.18 |  | 39785.6667 | 119357
3.16 |  | Furniture-Community Chair -Blue | Furniture | 70009403 | 18 |  |  |  | 5950 | 0 | 0 |  |  |  | 1983.3333 | 0.18 |  | 42126 | 126378
3.17 |  | COMMUNITY LOGO TABLE -RED | Furniture | 70009387 | 0 |  |  |  | 15800 | 0 | 0 |  |  |  | 5266.6667 | 0.18 |  | 0 | 0
3.18 |  | COMMUNITY LOGO TABLE -BLUE | Furniture | 70009388 | 0 |  |  |  | 15800 | 0 | 0 |  |  |  | 5266.6667 | 0.18 |  | 0 | 0
3 |  | Total Furniture Cost | Furniture | [14 empty] | 485903.35 | 584293.52
4.1 | SAFE | SAFE-15 digit code with time delay | SAFE | 70000710 | 1 | 53 | 22154 |  | 16850 | 0 |  |  |  |  | 13001.3333 | 0.18 | 0 | 15341.5733 | 19883
4 |  | Total Safe Cost | SAFE | [14 empty] | 15341.5733 | 19883
5.1 | Fire Extinguisher | Fire Extinguisher- ABC Type 1 kg | Fire Extinguisher | 70000404 | 0 | 16 | 1889 |  | 1400 | [5 empty] | 1644.5 | 0.18 |  | 0 | 0
5.2 |  | Fire Extinguisher -ABC Type 4 Kg | Fire Extinguisher | 70000406 | 0 |  |  |  | 2800 | [5 empty] | 2800 | 0.18 |  | 0 | 0
5.3 |  | Fire Extinguisher- ABC Type 2Kg. | Fire Extinguisher | 70000405 | 2 | 171 | 1978.7692 |  | 1900 | [5 empty] | 1939.3846 | 0.18 |  | 4576.9477 | 4484
5.4 |  | Fire Extinguisher - ABC Type 6 kg | Fire Extinguisher | 70000403 | 2 | 109 | 3428 |  | 3300 | [5 empty] | 3364 | 0.18 |  | 7939.04 | 7788
5.5 |  | Fire Extinguisher -CO2 4.5 kg | Fire Extinguisher | 70000407 | 1 | 75 | 8720.6 |  | 8300 | [5 empty] | 8510.3 | 0.18 |  | 10042.154 | 9794
5 |  | Total Fire Extinguisher Cost | Fire Extinguisher | [14 empty] | 22558.1417 | 22066
6.1 | Water Cooler | Water Cooler- 20/20 Model | Water Cooler | 70000944 | 1 | 89 | 14287.8333 |  | 14000 | 0 | 0 |  |  |  | 7071.9583 | 0.18 |  | 8344.9108 | 16520
6 |  | Total Water coolerCost | Water Cooler | [14 empty] | 8344.9108 | 16520
7.1 |  | R.O Plant- 50 LPH RO+(ESS/UV) | RO Plant | 70002482 | 1 | 51 | 26941.5385 |  | 16500 | 26000 | 24620 | 38300 |  |  | 26472.3077 | 0.18 |  | 31237.3231 | 31237.3231
7.2 |  | R.O Plant-UV System | RO Plant | 70001391 | 1 | 46 | 5793.8462 |  | 1500 | 1000 | 5880 | 6445 |  |  | 4123.7692 | 0.18 |  | 4866.0477 | 4866.0477
7.3 |  | Bore well 0.5 HP Booster Pump | RO Plant | 70005555 | 1 | 54 | 7700 |  | 7700 | [5 empty] | 7700 | 0.18 |  | 9086 | 9086
7.4 |  | Bore well Sand filter Vessel 10X54 | RO Plant | 70005556 | 1 | 54 | 21000 |  | 21000 | [5 empty] | 21000 | 0.18 |  | 24780 | 24780
7.5 |  | Bore well 20” Big Blue housing with filt | RO Plant | 70005557 | 1 | 54 | 5091 |  | 5091 | [5 empty] | 5091 | 0.18 |  | 6007.38 | 6007.38
7.6 |  | Bore well UV 900 with Pentair | RO Plant | 70005558 | 1 | 54 | 14255 |  | 14255 | [5 empty] | 14255 | 0.18 |  | 16820.9 | 16820.9
7.7 |  | Bore well SRX Scale Inhibitor | RO Plant | 70005559 | 1 | 54 | 5636 |  | 5636 | [5 empty] | 5636 | 0.18 |  | 6650.48 | 6650.48
7.8 |  | SOFTNER UNIT FOR RO PLANT | RO Plant | 70003813 | 1 |  |  |  | 5000 | [5 empty] | 5000 | 0.18 |  | 5900 | 5900
7.9 |  | Piping & Fitting (80 Ft) @ 155 | RO Plant | 3002270 | 1 |  |  |  | 12400 | [5 empty] | 12400 |  |  | 12400 | 12400
7.1 |  | water testing | RO Plant | 3002267 | 1 |  |  |  | 4650 | 5200 |  |  |  |  | 4925 |  | 0 | 4925 | 4925
7.11 |  | RO Pre-filtration Installation | RO Plant | 3000054 | 1 |  |  |  | 7568 | [5 empty] | 7568 | 0.18 |  | 8930.24 | 8930.24
7 |  | Total RO Plant Cost | RO Plant | [14 empty] | 131603.3708 | 131603.3708
8.1 | Music System | HOME THEATER - 5.1 CHANNEL | Music System | 70005440 | 1 | 73 | 7348 |  | 7619 | [5 empty] | 7483.5 | 0.18 |  | 8830.53 | 8830.53
8 |  | Total Music Systum Cost | Music System | [14 empty] | 8830.53 | 8830.53
9.1 | Ovens | Conveyor Oven - PS540 | Ovens | 70000254 | 0 | 8 | 839098 |  |  | 950000 |  |  |  |  | 0 | 0 | 0 | 0 | 0
9.2 |  | Conveyor Oven - PS536 | Ovens | 70000252 | 0 | [9 empty] | 0 | 0 | 0 | 0 | 0
9.3 |  | GAS OVEN-1832 DOUBLE DECK OVEN | Ovens | 70006003 | 0 | 163 | 737256 |  | 737256 | - |  |  |  |  | 0 | 0.18 |  | 0 | 0
9.4 |  | GAS OVEN-3240G DOUBLE DECK OVEN | Ovens | 70006002 | 2 | 96 | 861182 |  | 861182 | - |  |  |  |  | 861182 | 0.18 |  | 2032389.52 | 2032389.52
9.5 |  | XLT Oven Installation -3240 | Ovens |  | 2 |  |  |  | 65278 | [5 empty] | 65278 | 0.18 |  | 154056.08 | 154056.08
9.6 |  | XLT Oven Installation -1832 | Ovens |  | 0 |  |  |  | 49516 | [5 empty] | 49516 | 0.18 |  | 0 | 0
9 |  | Total Ovens Cost | Ovens | [14 empty] | 2186445.6 | 2186445.6
10.1 | Cold Room & Installation | COLD ROOM 10x10x8 (Green Gas) | Cold Room | 70004722 | 1 | 14 | 127847.7143 | 117587 | 117587 | [5 empty] | 121007.2381 | 0.18 |  | 142788.541 | 142788.541
10.2 |  | COLD ROOM 10x8x8 (Green Gas) | Cold Room | 70004723 | 0 | 52 | 107616.1538 | 106510 | 106510 | [5 empty] | 0 | 0.18 |  | 0 | 0
10.3 |  | COLD ROOM 8x6x8 (Green Gas) | Cold Room | 70004726 | 0 | 13 | 80611 | 80611 | 80611 | [5 empty] | 0 | 0.18 |  | 0 | 0
10.4 |  | COLD ROOM 8x8x8 (Green Gas) | Cold Room | 70004727 | 0 | 5 | 98284 | 98284 | 98284 | [5 empty] | 0 | 0.18 |  | 0 | 0
10.5 |  | COLDROOM Machine 10000 Btu/Hr(Green Gas) | Cold Room | 70004730 | 0 | 24 | 68609.25 | 70000 | 70000 | [5 empty] | 0 | 0.18 |  | 0 | 0
10.6 |  | COLDROOM Machine 15000 Bth/Hr(Green Gas) | Cold Room | 70004731 | 1 | 56 | 76550.5833 | 77750 | 77750 | [5 empty] | 77350.1944 | 0.18 |  | 91273.2294 | 91273.2294
10.7 |  | COLDROOM Machine 20000 Btu/Hr(Green Gas) | Cold Room | 70004732 | 0 | 3 | 120000 | 120000 | 120000 | [5 empty] | 0 | 0.18 |  | 0 | 0
10.8 |  | Reach-in Cooler (4X3) | Cold Room | 70000697 | 0 | 14 | 121928.5714 |  | 92000 | [5 empty] | 0 | 0.18 |  | 0 | 0
10.9 |  | Deep Freezer-500 Ltr | Cold Room | 70000290 | 0 |  |  |  | 0 | [5 empty] | 0 | 0.18 |  | 0 | 0
10.1 |  | Cold Room Installation | Cold Room | 3000036 | 1 |  |  |  | 35000 | [5 empty] | 35000 | 0.18 |  | 41300 | 41300
10 |  | Total Cold Room & Installation Cost | Cold Room | [14 empty] | 275361.7704 | 275361.7704
11.1 | DG & Installation | Genset (DG)-45 KVA | DG & Installation | 70000432 | 0 |  |  |  | 353300 | 356050 |  |  |  |  | 354675 | 0.18 | 30000 | 0 | 0
11.2 |  | Genset (DG)-50 KVA | DG & Installation | 70000434 | 0 |  |  |  | 394769 | 396658 |  |  |  |  | 395713.5 | 0.18 | 30000 | 0 | 0
11.3 |  | GENSET(DG)-40KVA | DG & Installation | 70002842 | 0 |  |  |  | 345362 | 345267 |  |  |  |  | 345314.5 | 0.18 | 30000 | 0 | 0
11.4 |  | Genset (DG) -62.5 KVA | DG & Installation | 70000424 | 1 |  |  |  | 407000 | [5 empty] | 407000 | 0.18 | 30000 | 515660 | 515660
11.5 |  | DG Installation | DG & Installation | 3000483 | 1 |  |  |  | 204517.4595 | [5 empty] | 204517.4595 | 0.18 |  | 241330.6022 | 241330.6022
11 |  | Total DG & Installation Cost | DG & Installation | [14 empty] | 756990.6022 | 756990.6022
12.1 | AC Units & Installation | AC Unit- 1.0 TR Inverter Hi wall | AC Units | 70002850 | 0 | 16 | 31123.8 | 27656 | 27656 | 32500 |  |  |  |  | 29733.95 | 0.28 |  | 0 | 0
12.2 |  | AC Unit- 1.5 TR Inverter Hi wall | AC Units | 70002851 | 3 | 72 | 34656.8 | 32578 | 32578 | 40500 |  |  |  |  | 35078.2 | 0.28 |  | 134700.288 | 125099.52
12.3 |  | AC Unit- 2.0 TR Inverter Hi wall | AC Units | 70002862 | 2 | 116 | 40923 | 40625 | 40625 | 48000 |  |  |  |  | 42543.25 | 0.28 |  | 108910.72 | 104000
12.4 |  | AC Unit- 2.0 TR Inverter Cassette | AC Units | 70002864 | 2 | 244 | 56833.2727 | 57016 | 57016 | 70890 |  |  |  |  | 60438.8182 | 0.28 |  | 154723.3745 | 145960.96
12.5 |  | AC Unit- 3.0 TR Inverter Cassette | AC Units | 70002865 | 3 | 236 | 80857.9545 | 80625 | 80625 | 91000 |  |  |  |  | 83276.9886 | 0.28 |  | 319783.6364 | 309600
12.6 |  | AC Unit- 4.0 TR Inverter Cassette | AC Units | 70002866 | 0 | 52 | 89047 | 89047 | 89047 | 109000 |  |  |  |  | 94035.25 | 0.28 |  | 0 | 0
12.7 |  | AHU 5000CFM (Low + high) | AC Units |  | 0 |  |  |  | 0 | [5 empty] | 0 |  |  | 0 | 0
12.8 |  | VRF Machine (high side + Low Side) | AC Units |  | 0 |  |  |  | 0 | [5 empty] | 0 | 0.28 |  | 0 | 0
12.9 |  | Air Conditioning Units Installation | AC Units | 3002536 | 10 |  |  |  | 25000 | [5 empty] | 25000 | 0.18 |  | 295000 | 295000
12.1 |  | VRF Machine (high Side) |  |  | 0 |  |  |  | 0 | [5 empty] | 0 | 0.28 |  | 0 | 0
12.11 |  | VRF Machine (Low Side) |  |  | 0 |  |  |  | 0 | [5 empty] | 0 | 0.18 |  | 0 | 0
12 |  | Total AC & Installation Cost | AC Units | [14 empty] | 1013118.0189 | 979660.48
13.1 | Makeline | Makeline-6 ft | Makeline | 70004852 | 1 | 34 | 174455 |  | 163000 | 170000 | 164000 | 165000 |  |  | 167291 | 0.18 | 14000 | 213923.38 | 213923.38
13 |  | Total Makeline Cost | Makeline | [14 empty] | 213923.38 | 213923.38
15.1 | Exhaust Unit | FRESH AIR UNIT - 2800 CFM | Exhaust Unit | 70000419 | 1 | 32 | 27415.7778 |  | 26500 | 28400 |  |  |  |  | 27438.5926 | 0.18 |  | 32377.5393 | 32377.5393
15.2 |  | EXHAUST UNIT - 3000 CFM (HSN - 8479) | Exhaust Unit | 70003315 | 1 | 43 | 27254.0714 |  | 27557 | 28400 |  |  |  |  | 27737.0238 | 0.18 |  | 32729.6881 | 32729.6881
15.3 |  | EXHAUST UNIT - 3500 CFM (HSN - 8479) | Exhaust Unit | 70003316 | 0 | 11 | 30282.4 |  | 30353 |  | 0 |  |  |  | 20211.8 | 0.18 |  | 0 | 0
15 |  | Total Exhaust Unit Cost | Exhaust Unit | [14 empty] | 65107.2274 | 65107.2274
16.1 | Fly Catcher | Fly Catcher- Glue Pad type | Fly Catcher | 70000418 | 2 | 177 | 8085 |  | 8085 | [5 empty] | 8085 | 0.18 |  | 19080.6 | 19080.6
16 |  | Total Fly Catcher Cost | Fly Catcher | [14 empty] | 19080.6 | 19080.6
17.1 | Hand Dryer | Hand Dryer | Air Curtain | 70000454 | 1 | 169 | 4282.1667 |  | 4400 | 5018 |  |  |  |  | 4566.7222 | 0.18 |  | 5388.7322 | 5388.7322
17 |  | Total Hand Dryer Cost | Hand Dryer | [14 empty] | 5388.7322 | 5388.7322
18.1 | Air Curtain | AIR CURTAIN-3Ft | Air Curtain | 70000052 | 0 | 79 | 9553.9091 |  | 7760 | 10506 |  |  |  |  | 9273.303 | 0.18 |  | 0 | 0
18.2 |  | AIR CURTAIN-3.5Ft | Air Curtain | 70000051 | 2 | 28 | 8810.4286 |  | 8350 | 11573 |  |  |  |  | 9577.8095 | 0.18 |  | 22603.6305 | 22603.6305
18.3 |  | AIR CURTAIN-4Ft | Air Curtain | 70000053 | 2 | 68 | 9935.2 |  | 9300 | 12567 |  |  |  |  | 10600.7333 | 0.18 |  | 25017.7307 | 25017.7307
18.4 |  | AIR CURTAIN-5Ft | Air Curtain | 70000054 | 0 |  |  |  | 11000 | 16330 |  |  |  |  | 13665 | 0.18 |  | 0 | 0
18.5 |  | AIR CURTAIN-6Ft. | Air Curtain | 70000055 | 0 | 87 | 15373.8889 |  | 12300 | 18318 |  |  |  |  | 15330.6296 | 0.18 |  | 0 | 0
18.6 |  | AIR CURTAIN-7 FT | Air Curtain | 70000056 | 0 | 11 | 21382.8 |  | 15900 | 22294 |  |  |  |  | 19858.9333 | 0.18 |  | 0 | 0
18.7 |  | LIMIT SWITCH -MAGNETIC SINGLE FLAP | Air Curtain | 70004268 | 4 | 53 | 500 |  | 500 | 1350 |  |  |  |  | 783.3333 | 0.18 |  | 3697.3333 | 3697.3333
18.8 |  | LIMIT SWITCH -MAGNETIC DOUBLE FLAP | Air Curtain | 70004269 | 0 | 56 | 895 |  | 600 | 1550 |  |  |  |  | 1015 | 0.18 |  | 0 | 0
18 |  | Total Air Curtain Cost | Air Curtain | [14 empty] | 51318.6945 | 51318.6945
19.1 | Tool Kit | Bike Tool Kit | Tool Kit | 70000075 | 1 | 78 | 3931 |  | 3931 | [5 empty] | 3931 | 0.18 |  | 4638.58 | 4638.58
19.2 |  | Tool Kit-Maintainence tool kit | Tool Kit | 70000889 | 1 | 77 | 7353 |  | 7353 | [5 empty] | 7353 | 0.18 | 700 | 9502.54 | 9502.54
19 |  | Total Tool Kit Cost | Tool Kit | [14 empty] | 14141.12 | 14141.12
20.1 | Weighing Scale | Weighing Scale -20 kg | Weighing Scale | 70000953 | 1 | 29 | 5175 |  | 5175 | [5 empty] | 5175 | 0.18 |  | 6106.5 | 6106.5
20 |  | Total Weighing Scale Cost | Weighing Scale | [14 empty] | 6106.5 | 6106.5
21.1 | Visicooler | Visicooler-Upright Chiller 11 cases | Visicooler | 70003769 | 1 | 69 | 19820 |  | 20000 | 18800 |  |  |  |  | 19540 | 0.18 |  | 23057.2 | 23057.2
21 |  | Total Visi Cooler Cost | Visicooler | [14 empty] | 23057.2 | 23057.2
22.1 | MOP Bucket | Maxi Jolly Mop Bucket-Wringer BUCKET | MOP Bucket | 70000558 | 1 | 76 | 5111.2857 |  | 4900 | [5 empty] | 5005.6429 | 0.18 |  | 5906.6586 | 5906.6586
22.2 |  | Maxi Jolly Mop Bucket-Floor Sign | MOP Bucket | 70000557 | 1 | 104 | 429.4615 |  | 225 | [5 empty] | 327.2308 | 0.18 |  | 386.1323 | 386.1323
22.3 |  | Maxi Jolly Mop Bucket-DustPan with Broom | MOP Bucket | 70000556 | 1 | 69 | 638.1 |  | 250 | [5 empty] | 444.05 | 0.18 |  | 523.979 | 523.979
22.4 |  | Maxi Jolly Mop Bucket-Brom,hndle,DustPan | MOP Bucket | 70000555 | 1 | 77 | 263 |  | 575 | [5 empty] | 419 | 0.18 |  | 494.42 | 494.42
22 |  | Total Mop Bucket Cost | MOP Bucket | [14 empty] | 7311.1899 | 7311.1899
23.1 | Microwave | Microwave Oven | Microwave | 70000573 | 1 | 84 | 4565.5 |  | 4492 | [5 empty] | 4528.75 | 0.18 |  | 5343.925 | 5343.925
23 |  | Total Microwave Cost | Microwave | [14 empty] | 5343.925 | 5343.925
24.1 | Servo | SERVO-45 KVA OIL COOL INPUT 340-480V | Servo | 70005860 | 0 | 36 | 74542.7273 |  | 62310 | 74700 | 87000 |  |  |  | 74638.1818 | 0.18 | 4000 | 0 | 0
24.2 |  | SERVO-60 KVA OIL COOL INPUT 340-480V | Servo | 70005861 | 1 | 5 | 106072.6667 |  | 78800 | 89200 |  |  |  |  | 91357.5556 | 0.18 | 4000 | 112521.9156 | 112521.9156
24 |  | Total Servo Stabliser Cost | Servo | [14 empty] | 112521.9156 | 112521.9156
25.1 | Panel & DB | ELECTRICAL/APFC PANEL-WITH EMS FEATURES | Electrical panel | 70004896 | 1 |  |  |  | 111000 | 116000 | 117000 |  |  |  | 114666.6667 | 0.18 | 7000 | 143566.6667 | 143566.6667
25.2 |  | ELECTRICAL MINI PANEL |  | 70007636 | 0 | 18 | 62500 |  | 51000 | 64500 | 66000 |  |  |  | 60500 |  | 7000
25 |  | Total Panel & Switch Boards Cost | Electrical panel | [14 empty] | 143566.6667 | 143566.6667
26.1 | SS Equipment | Aluminium Ladder- 8 FT (HSN 7616) | SS Equipment | 70003611 | 1 | 45 | 4890.7692 |  | 4660 | [5 empty] | 4775.3846 | 0.18 | 600 | 6342.9538 | 6342.9538
26.2 |  | Equipment Knee Opt Sink-MOC SS202/304 | SS Equipment | 70006080 | 1 | 9 | 17439 |  | 17863 | 13256 | 20500 | 17250 |  |  | 17261.6 | 0.18 |  | 20368.688 | 20368.688
26.3 |  | Equipment Elbow Opt Sink-MOC SS202/304 | SS Equipment | 70009412 | 0 | 6 | 13000 |  | 17200 | 13000 | 19700 | 17250 |  |  | 16030 | 0.18 |  | 0 | 0
26.4 |  | Equipment Helmet Rack-SS202 | SS Equipment | 70006101 | 4 | 69 | 2318 |  | 1808 | 1650 | 1510 | 2200 |  |  | 1897.2 | 0.18 |  | 8954.784 | 8954.784
26.5 |  | COMPUTER RACK SHEET TYPE | SS Equipment | 70000243 | 1 | 33 | 3928.1111 |  | 1900 | 2150 | 1653 | 1950 |  |  | 2316.2222 | 0.18 |  | 2733.1422 | 2733.1422
26.6 |  | Equipment Computer Rack-MOC SS202 | SS Equipment | 70006092 | 2 | 44 | 4152.2727 |  | 3500 | 3300 | 3004 | 3200 |  |  | 3431.2545 | 0.18 |  | 8097.7607 | 8097.7607
26.7 |  | PVC Strip Curtain - Cold Room | Cold Room | 70000681 | 1 | 77 | 1755 |  | 1750 | 2300 |  |  |  |  | 1935 | 0.18 |  | 2283.3 | 2283.3
26.8 |  | PALLETS 900 x 900 x 150mm | SS Equipment | 70000624 | 0 | 249 | 2577 |  | 2760 | [5 empty] | 2668.5 | 0.18 |  | 0 | 0
26.9 |  | Equipment Exhaust Hood-3240 | SS Equipment | 70006085 | 0 | 63 | 73917.6 |  | 68000 | 73000 | 75500 | 72500 |  |  | 72583.52 | 0.18 |  | 0 | 0
26.1 |  | Oven hood - Small Oven | SS Equipment | 70000610 | 1 |  | 99500 |  | 99500 | 99500 | 99500 | 99500 |  |  | 99500 | 0.18 |  | 117410 | 117410
26.11 |  | CUT Table-4FT X 3FT | SS Equipment | 70000269 | 0 | 1 | 27650 |  | #N/A | #N/A | #N/A | #N/A |  |  | #N/A | 0.18 |  | 0 | 0
26.12 |  | CUT Table-4 FT X 4 FT | SS Equipment | 70006097 | 0 | 8 | 46381.5 |  | 42570 | 37953 | 43519 | 65000 |  |  | 47084.7 | 0.18 |  | 0 | 0
26.13 |  | Equipment Cut Table-5X4 MOC SS202/304 | SS Equipment | 70006098 | 0 | 65 | 60445.5769 |  | 49500 | 53990 | 49525 | 73000 |  |  | 57292.1154 | 0.18 | 1000 | 0 | 0
26.14 |  | CUT Table-6 FT X 4 FT | SS Equipment | 70006099 | 1 | 3 | 51299 |  | 59000 | 56500 | 55978 | 79000 |  |  | 60355.4 | 0.18 | 0 | 71219.372 | 71219.372
26.15 |  | Equipment SS Storage rack-MOC SS202 | SS Equipment | 70006095 | 3 | 165 | 17025.8636 |  | 14341 | 14300 | 13800 | 19000 |  |  | 15693.3727 | 0.18 | 1000 | 56734.5395 | 56734.5395
26.16 |  | Equipment SS Storage rack-MOC SS304 | SS Equipment | 70007225 | 3 | 119 | 13920.2727 |  | 14000 | 13800 | 0 | 0 |  |  | 8344.0545 | 0.18 | 1000 | 30717.9531 | 30717.9531
26.17 |  | Equipment Slap Table-5ft MOC SS202/304 | SS Equipment | 70006089 | 1 | 44 | 43433.6875 |  | 42000 | 37800 | 41085 | 45000 |  |  | 41863.7375 | 0.18 | 500 | 49989.2103 | 49989.2103
26.18 |  | Equipment Slap Table- 6ft MOC SS202/304 | SS Equipment | 70006090 | 0 | 4 | 50388.25 |  | 45000 | 46500 | 44532 | 48500 |  |  | 46984.05 | 0.18 | 0 | 0 | 0
26.19 |  | Equipment Sauce Table-MOC SS202/304 | SS Equipment | 70006091 | 1 | 41 | 22490.1667 |  | 22988 | 21400 | 20099 | 23500 |  |  | 22095.4333 | 0.18 | 1000 | 27252.6113 | 27252.6113
26.2 |  | Equipment Three Sink-5ft MOC SS202/304 | SS Equipment | 70006082 | 1 | 37 | 39792.75 |  | 38316 | 40651 | 43500 | 35500 |  |  | 39551.95 | 0.18 | 1000 | 47851.301 | 47851.301
26.21 |  | Equipment Overhead Cabinet-5' MOC SS202 | SS Equipment | 70006094 | 1 | 35 | 14285.5556 |  | 14250 | 13940 | 12500 | 15750 |  |  | 14145.1111 | 0.18 | 1000 | 17871.2311 | 17871.2311
26.22 |  | Equipment Router Table-MOC 202/304 | SS Equipment | 70006096 | 1 | 39 | 30251.1429 |  | 35000 | 28325 | 26450 | 25500 |  |  | 29105.2286 | 0.18 | 1000 | 35524.1697 | 35524.1697
26.23 |  | Equipment MS Trolley-SS 75mm Nylon | SS Equipment | 70006102 | 15 | 641 | 4044.2759 |  | 1900 | 1950 | 1722 | 2000 |  |  | 2323.2552 | 0.18 | 500 | 41711.6166 | 41711.6166
26.24 |  | Equipment Oven Top 540-MOC SS202 | SS Equipment | 70006104 | 0 | 56 | 7357.5 |  | 4000 | 3500 | 3264 | 4800 |  |  | 4584.3 | 0.18 | 0 | 0 | 0
26.25 |  | Equipment Oven Top -XLT 1832 | SS Equipment | 70007117 | 1 | 60 | 2644 |  | 3,400 | 2300 | 2104 | 2750 |  |  | 2449.5 | 0.18 |  | 2890.41 | 2890.41
26.26 |  | Equipment Oven Top -XLT 3240 | SS Equipment | 70007119 | 1 | 60 | 4504 |  | 4400 | 3600 | 3345 | 4500 |  |  | 4069.8 | 0.18 | 0 | 4802.364 | 4802.364
26.27 |  | Equipment Oven Trolly -XLT 3240 | SS Equipment | 70006712 | 1 | 24 | 14600 |  | 15487 | 14500 | 12500 | 14200 |  |  | 14257.4 | 0.18 | 0 | 16823.732 | 16823.732
26.28 |  | Equipment Oven Trolley 540-MOC SS202 | SS Equipment | 70006103 | 0 | 56 | 12587.5 |  | 7700 | 7950 | 7384 | 9500 |  |  | 9024.3 | 0.18 | 0 | 0 | 0
26.29 |  | Equipment Oven Top 536-MOC SS202 | SS Equipment | 70006109 | 0 |  |  |  | #N/A | #N/A | #N/A | #N/A |  |  | #N/A | 0.18 | 0 | 0 | 0
26.3 |  | Equipment MOP Sink-MOC SS202/304 | SS Equipment | 70006083 | 1 | 24 | 14134.8 |  | 13300 | 14950 | 14699 | 13000 |  |  | 14016.76 | 0.18 | 500 | 17129.7768 | 17129.7768
26.31 |  | Cheese Burst Stand-For Totila | SS Equipment | 70007168 | 1 | 48 | 6224.8571 |  | 4974 | 5800 | 6000 | 4300 |  |  | 5459.7714 | 0.18 |  | 6442.5303 | 6442.5303
26.32 |  | Grease Chamber | SS Equipment | 70000441 | 2 | 2 | 31050 |  |  |  | 44500 | 22500 |  | 24000 | 30512.5 | 0.18 |  | 72009.5 | 72009.5
26.33 |  | SS Container 500ml with Lid | SS Equipment | 70009297 | 1 | 270 | 193.3636 |  | 160 | 160 | 160 | 160 |  |  | 166.6727 | 0.18 |  | 196.6738 | 196.6738
26.34 |  | SS Container 1000ml with Lid | SS Equipment | 70009298 | 1 | 270 | 231 |  | 231 | 231 | 231 | 231 |  |  | 231 | 0.18 |  | 272.58 | 272.58
26.35 |  | SS Container 2000ml with Lid | SS Equipment | 70009299 | 1 | 540 | 353 |  | 353 | 353 | 353 | 353 |  |  | 353 | 0.18 |  | 416.54 | 416.54
26.36 |  | SS Container 2500ml with Lid | SS Equipment | 70009300 | 1 | 540 | 438 |  | 438 | 438 | 438 | 438 |  |  | 438 | 0.18 |  | 516.84 | 516.84
26.37 |  | SS Container 5,000ml with Lid | SS Equipment | 70009301 | 1 | 180 | 624 |  | 624 | 624 | 624 | 624 |  |  | 624 | 0.18 |  | 736.32 | 736.32
26.38 |  | SS Container 7,000ml with Lid | SS Equipment | 70009302 | 1 | 270 | 842 |  | 842 | 842 | 842 | 842 |  |  | 842 | 0.18 |  | 993.56 | 993.56
26.39 |  | SS Container 10,000ml with Lid | SS Equipment | 70009303 | 1 | 450 | 914 |  | 914 | 914 | 914 | 914 |  |  | 914 | 0.18 |  | 1078.52 | 1078.52
26.4 |  | PRP Table | SS Equipment | 70008067 | 1 | 38 | 2928.4444 |  | 2500 | 2700 | 2452 | 2200 |  |  | 2556.0889 | 0.18 |  | 3016.1849 | 3016.1849
26.41 |  | Equipment Utensil Drying Rack | SS Equipment | 70007052 | 1 | 32 | 5339.4444 |  | 3820 | 3825 | 3800 | 5200 |  |  | 4396.8889 | 0.18 |  | 5188.3289 | 5188.3289
|  | Total SS Equipments Cost | SS Equipment | [5 empty] | 630475.9936 | [8 empty] | 677576.494 | 677576.494
27.1 | LPG Works | LPG Installation | LPG works | 3002630 | 1 |  |  |  | 272593.934 | [5 empty] | 272593.934 | 0.18 |  | 321660.8422 | 321660.8422
27.2 |  | LPG Installation outstation | LPG works | 3002630 | 0 |  |  |  | 15000 | [5 empty] | 15000 | 0.18 |  | 0 | 0
27.3 |  | Additional cost |  |  | 0 |  |  |  | 80000 | [5 empty] | 80000 | 0.18 |  | 0 | 0
|  | TPI |  |  | 0 |  |  |  | 15000 | [5 empty] | 15000 | 0.18 |  | 0 | 0
|  | Fire Supression |  |  | 0 |  |  |  | 224000 | [5 empty] | 224000 | 0.18 |  | 0 | 0
27 |  | Total LPG Installation Cost | LPG works | [14 empty] | 321660.8422 | 321660.8422
28.1 | Waste Bin | WASTE BIN-50 LTR WITH PADDLE GREEN COLOR | Waste Bin | 70004862 | 1 | 71 | 1090 |  | 775 | [5 empty] | 775 | 0.18 |  | 914.5 | 914.5
28.2 |  | WASTE BIN-50 LTR WITH PADDLE BLUE COLOR | Waste Bin | 70004882 | 1 | 67 | 1090 |  | 775 | [5 empty] | 775 | 0.18 |  | 914.5 | 914.5
28 |  | Total Waste Bin Cost | Waste Bin | [14 empty] | 1829 | 1829
29.1 | Transportation | Transpotation cost | Transportation | 3000058 | 1 |  |  |  | 52822 | [5 empty] | 52822 | 0 |  | 52822 | 52822
29.2 |  | Transpotation cost for longer distance | Transportation | 3000058 | 0 |  |  |  | 30000 | [5 empty] | 0 | 0 |  | 0 | 0
29 |  | Total Transportation Cost | Transportation | [14 empty] | 52822 | 52822
30.1 | Waste Water Treatment | ETP & Installation | ETP / OGT | 3000019 | 1 |  |  |  | 102363 | 123000 |  |  |  |  | 112681.5 | 0.18 | 25000 | 162464.17 | 162464.17
30.2 |  | ETP flow meter mandate for J&k | ETP / OGT | 3000019 | 1 |  |  |  | 60000 | 102363 | 183000 |  |  |  | 115121 | 0.18 | 0 | 135842.78 | 135842.78
30.3 |  | OGT Tank & Installation | ETP / OGT | 70002867 | 1 | 21 | 29829.3333 |  | 18000 | 28300 |  |  |  |  | 23150 | 0.18 | 2500 | 30267 | 30267
30 |  | Total Waste Water Treatment Cost | ETP / OGT | [14 empty] | 328573.95 | 328573.95
31.1 | Bikes & Accessories | Bike-100 CC HF Dlx | Bikes | 70003443 | 0 |  |  |  | 58765 | [5 empty] | 58765 | 0.28 |  | 0 | 0
31.2 |  | AMPERE ZEAL CA | Bikes | 70009306 | 10 |  |  |  | 99905 | [5 empty] | 99905 | 0.05 |  | 1049002.5 | 1049002.5
31.3 |  | E-BIKES REVOLT RV300 | Bikes | 70004385 | 0 |  |  |  | 0 | [5 empty] | 0 | 0.05 |  | 0 | 0
31.4 |  | BAJAJ PULSAR 150 STD. | Bikes | 70006843 | 0 |  |  |  | 105000 | [5 empty] | 105000 | 0.18 |  | 0 | 0
31.5 |  | Sticker for Delivery Pizza Box | Bikes Accessories | 70003386 | 10 | 356 | 24.2143 |  | 125 | [5 empty] | 125 | 0.18 |  | 1475 | 1475
31.6 |  | Dominos Logo for Bike Pizza Box | Bikes Accessories | 70003387 | 0 | 378 | 87.0769 | 0 | 0 | [5 empty] | 0 | 0.18 |  | 0 | 0
31.7 |  | Bike-Others charges(Registation, Insurance & other) | Bikes | 70001952 | 10 |  |  |  | 20431 | [5 empty] | 20431 | 0 |  | 204310 | 204310
31.8 |  | Pizza Box Stand -Electric bike | Bikes Accessories | 70006800 | 10 | 595 | 1135.8333 |  | 1100 | 1050 |  |  |  |  | 1075 | 0.18 | 350 | 13098 | 13098
31.9 |  | Pizza Box - Small | Bikes Accessories | 70004493 | 10 | 710 | 3209.0909 |  | 3100 | [5 empty] | 3100 |  |  |  | 31000
31.1 |  | Pizza Box Stand-Hero | Bikes Accessories | 70003803 | 0 | 131 | 878.875 |  | 650 | [5 empty] | 650 | 0.18 |  | 0 | 0
31.11 |  | BIKE CHARGING STATION | Bikes Accessories | 70007285 | 1 | 23 | 36374.75 |  | 35000 | 37100 | 37399 |  |  |  | 36468.4375 | 0.18 |  |  | 43032.7562
31 |  | Total Bike Cost | Bikes | [14 empty] | 1267885.5 | 1341918.2563
32.1 | Signage | Signage Façade | Signage | 3000055 | 1 |  |  |  | 225000 | [5 empty] | 225000 | 0.18 |  | 265500 | 265500
32.2 |  | Internal Signage | Signage |  | 1 |  |  |  | 245000 | [5 empty] | 245000 | 0.18 |  | 289100 | 289100
32.3 |  | Pole | Signage |  | 1 |  |  |  | 50000 | [5 empty] | 50000 | 0.18 |  | 59000 | 59000
32.4 |  | Installation & Crane charges | Signage |  | 1 |  |  |  | 25000 | [5 empty] | 25000 | 0.18 |  | 29500 | 29500
32.5 |  | Freight | Signage |  | 1 |  |  |  | 18000 | [5 empty] | 18000 | 0.18 |  | 21240 | 21240
32.6 |  | Scaffolding Charges (rate in sqft) | Signage |  | 0 |  |  |  | 20 | [5 empty] | 20 | 0.18 |  | 0 | 0
32.7 |  | Additional Signage | Signage |  | 1 |  |  |  | 0 | [5 empty] | 0 | 0.18 |  | 0 | 0
32 |  | Total Signage Cost | Signage | [14 empty] | 664340 | 664340
33.1 | DMB | Samsung DM32E | DMB | 70005849 | 5 |  |  |  | 32250 | [5 empty] | 32250 | 0.18 |  | 190275 | 190275
33.2 |  | Samsung PMH43 | DMB | 70005847 | 0 |  |  |  | 36100 | [5 empty] | 36100 | 0.28 |  | 0 | 0
33.3 |  | DMB Installation of PMH43 | DMB | 3007828 | 0 |  |  |  | 7180 | [5 empty] | 7180 | 0.18 |  | 0 | 0
33 |  | Total DMB & Installation Cost | DMB | [14 empty] | 190275 | 190275
34.1 | Promo Panel | Samsung UD46 | Promo Panel | 70005848 | 1 |  |  |  | 78900 | [5 empty] | 78900 | 0.28 |  | 100992 | 100992
34.2 |  | DMB - MEDIA PLAYER | Promo Panel | 70000306 | 0 |  |  |  | 18700 | [5 empty] | 18700 | 0.18 |  | 0 | 0
34.3 |  | Promo PANEL installtion UD46 | Promo Panel | 3007829 | 1 |  |  |  | 12000 | [5 empty] | 12000 | 0.18 |  | 14160 | 14160
|  | Digitel display |  |  | 0 |  |  |  | 250000 | [5 empty] | 250000 | 0.18 |  | 0 | 0
34 |  | Total Promo Panel & Installation Cost | Promo Panel | [14 empty] | 115152 | 115152
35.1 | Digital Kiosk | Self Order Taking Kiosk | Kiosk | 70002192 | 0 | 1 | 182310 | [7 empty] | 0 | 0.18 |  | 0 | 0
35 |  | Total Digitel Kiosk Cost | Digital Kiosk | [14 empty] | 0 | 0
36.1 | IT Equipments | COMPUTER-DESKTOP WITHOUT TFT INC KEYBOARD & MOUSE | IT Equipments | 70007601 | 2 | 149 | 34120 |  | 34120 | [5 empty] | 34120 | 0.18 |  | 80523.2 | 80523.2
36.2 |  | Thinclient-Keyboard /Mouse | IT Equipments | 70001645 | 4 | 335 | 15736.3571 |  | 15605 | [5 empty] | 15670.6786 | 0.18 |  | 73965.6029 | 73965.6029
36.3 |  | COMPUTER TFT - 21.5" TFT MONITOR | IT Equipments | 70005868 | 4 | 319 | 4994.6667 |  | 4880 | [5 empty] | 4937.3333 | 0.18 |  | 23304.2133 | 23304.2133
36.4 |  | POS-POSIFLEX 3616 WITH SECOND DISPLAY | IT Equipments | 70009371 | 2 | 133 | 42300 |  | 42300 | [5 empty] | 42300 | 0.18 |  | 99828 | 99828
36.5 |  | POS-POSIFLEX CASH DRAWER | IT Equipments | 70007309 | 2 | 139 | 3800 |  | 3800 | [5 empty] | 3800 | 0.28 |  | 9728 | 9728
36.6 |  | POSBANK - TERMINAL | IT Equipments | 70006361 | 0 | 93 | 8936.3636 |  | 34000 | [5 empty] | 21468.1818 | 0.18
36.7 |  | POSBANK - DISPLAY | IT Equipments | 70006359 | 0 | 89 | 32454.5455 |  | 9500 | [5 empty] | 20977.2727 | 0.18
36.8 |  | POSBANK- CASH DRAWER | IT Equipments | 70007349 | 0 | 92 | 1500 |  | 3800 | [5 empty] | 2650 | 0.18
36.9 |  | POSBANK- CASH DRAWER M/B | IT Equipments | 70007252 | 0 | 92 | 3800 |  | 1500 | [5 empty] | 2650 | 0.18
36.1 |  | Lenevo ST50 Server | IT Equipments | 70005762 | 1 | 9 | 49150 |  | 49150 | [5 empty] | 49150 | 0.18 |  | 57997 | 57997
36.11 |  | Server Lenovo ST50v2 | IT Equipments | 70009330 | 0 | 58 | 49150 |  | 49150 | [5 empty] | 49150 | 0.18
36.12 |  | UPS- 02KVA Online Tower UPS | IT Equipments | 70005832 | 1 | 37 | 27500 |  | 27500 | [5 empty] | 27500 | 0.18 |  | 32450 | 32450
36.13 |  | UPS- 03KVA Online Tower UPS | IT Equipments | 70000898 | 1 | 37 | 28500 |  | 28500 | [5 empty] | 28500 | 0.18 |  | 33630 | 33630
36.14 |  | Printer Thermal-POSIFLEX RP80 3"Ethernet | IT Equipments | 70002549 | 2 | 137 | 8100 |  | 8100 | [5 empty] | 8100 | 0.18 |  | 19116 | 19116
36.15 |  | Printer - KYOCERA Laserjet Printer | IT Equipments | 70007991 | 1 | 74 | 7800 |  | 7800 | [5 empty] | 7800 | 0.18 |  | 9204 | 9204
36.16 |  | IT Rack- 42U Rack with accessories | IT Equipments | 70006700 | 1 | 41 | 26793.3333 |  | 26090 | 26450 |  |  |  |  | 26444.4444 | 0.18 |  | 31204.4444 | 31204.4444
36.17 |  | FORTINET ROUTER 40F | IT Equipments | 70007723 | 1 | 18 | 70900 |  | 70900 | [5 empty] | 70900 |  |  |  | 70900
36.18 |  | IT INSTALLATION | IT Equipments | 3000011 | 1 |  |  |  | 8000 | 8000 | 8800 | 6300 | 8000 | 11700 | 8466.6667 | 0.18 |  | 9990.6667 | 9440
36 |  | Total IT Equipments Cost | IT Equipments | [14 empty] | 480941.1273 | 551290.4606
37.1 | Networking | Networking Material & Installation | Networking | 3000009 | 1 |  |  |  | 57862.3294 | [5 empty] | 57862.3294 | 0.18 |  | 68804.9628 | 68277.5486
37 |  | Total Networking Cost | Networking | [14 empty] | 68804.9628 | 68277.5486
38.1 | CCTV | CCTV - 8 CHANNEL NVR | CCTV | 70001030 | 0 | 56 | 19538.4615 |  | 19800 | [5 empty] | 0 | 0.18 |  | 0 | 0
38.2 |  | CCTV- 2.0MP IPC Dome Camera | CCTV | 70000103 | 0 | [9 empty] | 0 | 0.18 |  | 0 | 0
38.3 |  | CCTV -Cable (CAT 6) | CCTV | 70000115 | 0 | [9 empty] | 0 | 0.18 |  | 0 | 0
38.4 |  | CCTV -Conduit | CCTV | 70000118 | 0 | [9 empty] | 0 | 0.18 |  | 0 | 0
38.5 |  | CCTV -HDD 4TB | CCTV | 70000124 | 0 | 55 | 8450 |  | 8600 | [5 empty] | 0 | 0.18 |  | 0 | 0
38.6 |  | CCTV-16 Channel NVR | CCTV | 70000138 | 1 | 9 | 29800 |  | 29800 | [5 empty] | 29800 | 0.18 |  | 35164 | 35164
38.7 |  | CCTV-Camera | CCTV | 70001302 | 0 | [9 empty] | 0 | 0.18 |  | 0 | 0
38.8 |  | CCTV-HARD DISK 6 TB | CCTV | 70004764 | 1 | 12 | 13500 |  | 13500 | [5 empty] | 13500 | 0.18 |  | 15930 | 15930
38.9 |  | CCTV-IP DOME CAMERA | CCTV | 70003608 | 12 | 543 | 4375.7692 |  | 4600 | [5 empty] | 4487.8846 | 0.18 |  | 63548.4462 | 63548.4462
38.1 |  | CCTV - 4 CHANNEL NVR | CCTV | 70001029 | 0 | 7 | 10916.6667 |  | 11500 | [5 empty] | 0 | 0.18 |  | 0 | 0
38.11 |  | CCTV INSTALLATION | CCTV | 3000003 | 1 |  |  |  | 10000 | [5 empty] | 10000 | 0.18 |  | 11800 | 11800
38 |  | Total CCTV Cost | CCTV | [14 empty] | 126442.4462 | 126442.4462
39.1 | Legal Compliance | Licence and permits | Legal Compliance |  | 1 |  |  |  | 40000 | [5 empty] | 40000 |  |  | 40000 | 40000
39.2 |  | Store Opening Fees | Legal Compliance |  | 1 |  |  |  | 375000 | [5 empty] | 375000 |  |  | 375000 | 375000
39.3 |  | Registration fees | Legal Compliance |  | 1 |  |  |  | 100000 | [5 empty] | 100000 |  |  | 100000 | 100000
39.4 |  | Broker fees | Brokerage Fees | 3002301 | 1 |  |  |  | 196470 | [5 empty] | 196470 | 0.18 |  | 231834.6 | 231834.6
39 |  | Total Legal Compliance Cost | Brokerage Fees | [14 empty] | 746834.6 | 746834.6
|  | GRAND TOTAL | [15 empty] | #REF! | #REF!
| Service | [17 empty] | 6269261.2915
Note on J67: Nitin Srivastava: only for South

## Standalone (Mall High street) (hidden)
NEW STORE CAPEX ESTIMATION
STORE NAME |  | Standalone (Mall/High street)
ROI Capex |  |  | Nearest Plant
Actual Capex |  | #REF! | Nearest DPI
CARPET AREA |  | #REF!
S.N. | Capex Head | Capex Item Description | Category | Code | Qty | WHS stock as on 21 Dec | Average Rate | New Rate | L1 | L2 | L3 | L4 | L5 | L6 | Avg Rate | Tax Rate | Freight | Total Amount as per Average Rate | Corporate Capex
1.1 | Civil Work | Civil | Civil Work |  | #REF! |  |  |  | #REF! | [5 empty] | #REF! | 0.18 |  | #REF! | #REF!
1.2 |  | Outstation | Civil Work |  | 0 |  |  |  | 173079.45 | [5 empty] | 0 | 0 |  | 0 | 0
1.3 |  | Fire Tank Work | Civil Work |  | 0 | [9 empty] | 0 | 0.18 |  | 0 | 0
1.4 |  | Fire Sprinkler Work | Civil Work |  | 0 | [9 empty] | 0 | 0.18 |  | 0 | 0
1.5 |  | MS Structure work for plateform | Civil Work |  | 0 | [9 empty] | 0 | 0.18 |  | 0 | 0
1.6 | 3D Drawings | 3D Drawings | 3D design | 3003170 | 3 |  |  |  | 5500 | 6000 | 7500 |  |  |  | 6333.3333 | 0.18 |  | 22420 | 22420
1 | Civil Work | Total Civil Work cost | Civil Work | 3000016 | [11 empty] | 0.18 | 0 | #REF! | #REF!
2.1 | Light Fixtures | LIGHT-PANEL 36W 6K BLACKFINSH | Light Fixtures | 70004476 | 10 |  |  |  | 1707 | 1600 | 2200 | 3600 |  |  | 2276.75 | 0.18 | 500 | 27455.65 | 26550
2.2 |  | LIGHT-RECESSED DOWNLIGHT 15W 4K | Light Fixtures | 70004477 | 5 | 7 | 650 |  | 569 | 650 | 500 | 500 |  |  | 573.8 | 0.18 | 500 | 3975.42 | 3540
2.4 |  | LIGHT-DECORATIVE PENDANT 9W 4K BLACK | Light Fixtures | 70004479 | 4 | 3 | 867 |  | 569 | 850 | 600 | 575 |  |  | 692.2 | 0.18 | 500 | 3857.184 | 3422
2.5 |  | LIGHT-TRACK MOUNTED 18W/4K/45°BLAC FINSH | Light Fixtures | 70004480 | 0 | 87 | 1499.25 |  | 1415 | 1500 | 1500 | 1450 |  |  | 1472.85 | 0.18 | 500 | 0 | 0
2.6 |  | LIGHT-RECESSMOUNTED 18W/3K/45°BLAC FINSH | Light Fixtures | 70004481 | 0 | 29 | 1378 |  | 1295 | 1300 | 1600 | 1550 |  |  | 1424.6 | 0.18 | 500 | 0 | 0
2.8 |  | LIGHT-SURFACELINEAR PROFILE 20W 4K BLACK | Light Fixtures | 70004483 | 0 | 64 | 1897.75 |  | 1870 | 1700 | 2000 | 2250 |  |  | 1943.55 | 0.18 | 500 | 0 | 0
2.9 |  | LIGHT SUSPENSION KIT BLACK | Light Fixtures | 70004217 | 6 | 139 | 73 |  | 89 | 125 | 138 | 90 |  |  | 103 | 0.18 | 500 | 1319.24 | 1567.04
2.1 |  | Light-3Circuit Power Track 2M BlacFinish | Light Fixtures | 70003921 | 1 | 116 | 937.5714 |  | 854 | 700 | 690 | 750 |  |  | 786.3143 | 0.18 | 500 | 1517.8509 | 1404.2
2.11 |  | Light-3Circuit Power Track 1M BlacFinish | Light Fixtures | 70003922 | 2 | 61 | 413.5 |  | 427 | 350 | 345 | 350 |  |  | 377.1 | 0.18 | 500 | 1479.956 | 1404.2
2.12 |  | LIGHT-18W SURFACE MOUNTED CYLINDRICAL 4K | Light Fixtures | 70007995 | 0 |  |  |  | 1033 | 950 | 1150 | 1250 |  |  | 1095.75 | 0.18 |  | 0 | 0
2.13 |  | LIGHT- 9W SURFACE MOUNTED CYLINDRICAL | Light Fixtures | 70008925 | 26 | 279 | 613 |  | 612 | 615 | 850 | 975 |  |  | 733 | 0.18 |  | 22488.44 | 26078
2.14 |  | LIGHT- 6W DECORATIVE CONICAL LIGHT 4K | Light Fixtures | 70008926 | 0 | 37 | 1859.3333 |  | 1814 | 1950 | 1890 | 2100 |  |  | 1922.6667 | 0.18 |  | 0 | 0
2.15 |  | PROFILE LIGHT IN 6000 K-40W WITH 3 PCB R | Light Fixtures | 70009332 | 0 | 103 | 1681 |  | 1462 | 1900 | 1880 | 1350 |  |  | 1654.6 | 0.18 |  | 0 | 0
2.16 |  | PROFILE LIGHT IN 4000 K-30W WITH PCB | Light Fixtures | 70009333 | 0 |  |  |  | 2114 | 3900 | 3350 | 3400 |  |  | 3191 | 0.18 |  | 0 | 0
2.17 |  | CONCEALED SPOT LIGHT IN 9W WITH IP65 | Light Fixtures | 70009334 | 0 | 63 | 1229 |  | 1158 | 1300 | 1150 | 1250 |  |  | 1217.4 | 0.18 |  | 0 | 0
2.18 |  | CONCEALED PANEL LIGHT IN 12W WITH 4000 K | Light Fixtures | 70009335 | 3 | 29 | 342.5 |  | 385 | 300 | 400 | 525 |  |  | 390.5 | 0.18 |  | 1382.37 | 1416
2.19 |  | DECO. PENDANT LIGHT IN 6000 K/LED BULB O | Light Fixtures | 70009336 | 0 | 76 | 397.5 |  | 395 | 400 | 680 | 800 |  |  | 534.5 | 0.18 |  | 0 | 0
2.2 |  | TRACK SPOT LIGHT 9W, 24 DEGREE BEAM ANGL | Light Fixtures | 70009337 | 4 | 80 | 593.5 |  | 587 | 600 | 850 | 950 |  |  | 716.1 | 0.18 |  | 3379.992 | 4012
2.21 |  | TRACK SPOT LIGHT 18W 45/60 DEGREE BEAM A | Light Fixtures | 70009338 | 0 | 40 | 721 |  | 721 | 700 | 1150 | 1250 |  |  | 908.4 | 0.18 |  | 0 | 0
2.22 |  | TRACK SPOT LIGHT 25W 45/60 DEGREE BEAM A | Light Fixtures | 70009339 | 0 |  |  |  | 1164 | 1200 | 1360 | 1450 |  |  | 1293.5 | 0.18 |  | 0 | 0
2.23 |  | LED NORMAL TUBE LIGHT | Light Fixtures | 70009340 | 3 | 20 | 207.5 |  | 190 | 225 | 280 | 300 |  |  | 240.5 | 0.18 |  | 851.37 | 991.2
2.24 |  | DECO.DOME LIGHT 4000 K/LED BULB OF 6W 30 | Light Fixtures | 70009341 | 9 |  |  |  | 1681 | 1700 | 1890 | 2100 |  |  | 1842.75 | 0.18 |  | 19570.005 | 20071.8
2.25 |  | Light-3Circuit Straight Joint BlacFinish | Light Fixtures | 70003923 | 0 | 115 | 95.25 |  | 214 | 91 | 100 | 100 |  |  | 120.05 | 0.18 | 500 | 0 | 0
2 |  | Total Light Fixtures Cost | Light Fixtures | [14 empty] | 87277.4779 | 90456.44
3.1 |  | Dining table - 600MM x 600MM 'N' | Furniture | 70007351 | 13 |  |  |  | 6025 | 8344 | 8344 |  |  |  | 8344 | 0.18 | 10000 | 139796.96 | 104223.5
3.2 |  | Dining table - 800MM x 800MM 'N' | Furniture | 70007392 | 1 |  |  |  | 7415 | 11040 | 9450 |  |  |  | 9301.6667 | 0.18 |  | 10975.9667 | 8749.7
3.3 |  | Bar Chair with cushion 'N' | Furniture | 70007393 | 0 |  |  |  | 5749 | 6608 | 6100 |  |  |  | 6152.3333 | 0.18 |  | 0 | 0
3.4 |  | Bar table 'N' (RFT) | Furniture | 70007394 | 0 |  |  |  | 2099 | 1729 | 1800 |  |  |  | 1876 | 0.18 |  | 0 | 0
3.5 |  | Dining table chair(With cushion Grey)N | Furniture | 70007395 | 0 |  |  |  | 5444 | 5931 | 5931 |  |  |  | 5931 | 0.18 |  | 0 | 0
3.6 |  | Community table 1500 x 600 x 750 mm F | Furniture | 70003979 | 0 |  |  |  | 7050 | 7274 | 10600 |  |  |  | 8308 | 0.18 |  | 0 | 0
3.7 |  | Community table seating 1500x450x450mm F | Furniture | 70003980 | 0 |  |  |  | 6256 | 6416 | 10000 |  |  |  | 7557.3333 | 0.18 |  | 0 | 0
3.8 |  | BoothÂ table 'N' | Furniture | 70007397 | 2 | 1 | 14584 |  | 9000 | 14240 | 13300 |  |  |  | 12781 | 0.18 | 10000 | 41963.16 | 33040
3.9 |  | Booth sofa -Â Single Seat - 1200x700MM |  | 70007398 | 4 | 2 | 20250 |  | 14550 | 14552 | 21850 |  |  |  | 17800.5 | 0.18 | 10000 | 95818.36 | 80476
3.1 |  | Chair - Office |  | 70000154 | 0 | 27 | 4179.5 |  | 4000 | 3900 | 4000 |  |  |  | 4019.875 | 0.18 | 2000 | 0 | 0
3.11 |  | FURNITURE-BTH SOFA-900x550MM | Furniture | 70009384 | 0 |  |  |  | 12850 | 0 | 0 |  |  |  | 4283.3333 | 0.18 |  | 0 | 0
3.12 |  | FURNITURE-BTH SOFA-1200x550MM | Furniture | 70008908 | 2 | 4 | 34677 |  | 15552 | 0 | 0 |  |  |  | 12557.25 | 0.18 |  | 29635.11 | 36702.72
3.13 |  | FURNITURE-BTH SOFA-1500x550MM | Furniture | 70008909 | 1 | 9 |  |  | 19190 | 0 | 0 |  |  |  | 19190 | 0.18 |  | 22644.2 | 22644.2
3.14 |  | FURNITURE-BTH SOFA-1800x550MM | Furniture | 70009315 | 0 |  |  |  | 22950 | 0 | 0 |  |  |  | 7650 | 0.18 |  | 0 | 0
3.15 |  | Furniture-Community Chair -Red | Furniture | 70009402 | 13 |  |  |  | 5950 | 0 | 0 |  |  |  | 1983.3333 | 0.18 |  | 30424.3333 | 91273
3.16 |  | Furniture-Community Chair -Blue | Furniture | 70009403 | 13 |  |  |  | 5950 | 0 | 0 |  |  |  | 1983.3333 | 0.18 |  | 30424.3333 | 91273
3.17 |  | COMMUNITY LOGO TABLE -RED | Furniture | 70009387 | 0 |  |  |  | 15800 | 0 | 0 |  |  |  | 5266.6667 | 0.18 |  | 0 | 0
3.18 |  | COMMUNITY LOGO TABLE -BLUE | Furniture | 70009388 | 0 |  |  |  | 15800 | 0 | 0 |  |  |  | 5266.6667 | 0.18 |  | 0 | 0
3 |  | Total Furniture Cost | Furniture | [14 empty] | 401682.4233 | 468382.12
4.1 | SAFE | SAFE-15 digit code with time delay | SAFE | 70000710 | 1 | 53 | 22154 |  | 16850 | 0 |  |  |  |  | 13001.3333 | 0.18 | 0 | 15341.5733 | 19883
4 |  | Total Safe Cost | SAFE | [14 empty] | 15341.5733 | 19883
5.1 | Fire Extinguisher | Fire Extinguisher- ABC Type 1 kg | Fire Extinguisher | 70000404 | 0 | 16 | 1889 |  | 1400 | [5 empty] | 1644.5 | 0.18 |  | 0 | 0
5.2 |  | Fire Extinguisher -ABC Type 4 Kg | Fire Extinguisher | 70000406 | 0 |  |  |  | 2800 | [5 empty] | 2800 | 0.18 |  | 0 | 0
5.3 |  | Fire Extinguisher- ABC Type 2Kg. | Fire Extinguisher | 70000405 | 2 | 171 | 1978.7692 |  | 1900 | [5 empty] | 1939.3846 | 0.18 |  | 4576.9477 | 4484
5.4 |  | Fire Extinguisher - ABC Type 6 kg | Fire Extinguisher | 70000403 | 2 | 109 | 3428 |  | 3300 | [5 empty] | 3364 | 0.18 |  | 7939.04 | 7788
5.5 |  | Fire Extinguisher -CO2 4.5 kg | Fire Extinguisher | 70000407 | 1 | 75 | 8720.6 |  | 8300 | [5 empty] | 8510.3 | 0.18 |  | 10042.154 | 9794
5 |  | Total Fire Extinguisher Cost | Fire Extinguisher | [14 empty] | 22558.1417 | 22066
6.1 | Water Cooler | Water Cooler- 20/20 Model | Water Cooler | 70000944 | 1 | 89 | 14287.8333 |  | 14000 | 0 | 0 |  |  |  | 7071.9583 | 0.18 |  | 8344.9108 | 16520
6 |  | Total Water coolerCost | Water Cooler | [14 empty] | 8344.9108 | 16520
7.1 |  | R.O Plant- 50 LPH RO+(ESS/UV) | RO Plant | 70002482 | 1 | 51 | 26941.5385 |  | 16500 | 26000 | 24620 | 38300 |  |  | 26472.3077 | 0.18 |  | 31237.3231 | 31237.3231
7.2 |  | R.O Plant-UV System | RO Plant | 70001391 | 1 | 46 | 5793.8462 |  | 1500 | 1000 | 5880 | 6445 |  |  | 4123.7692 | 0.18 |  | 4866.0477 | 4866.0477
7.3 |  | Bore well 0.5 HP Booster Pump | RO Plant | 70005555 | 1 | 54 | 7700 |  | 7700 | [5 empty] | 7700 | 0.18 |  | 9086 | 9086
7.4 |  | Bore well Sand filter Vessel 10X54 | RO Plant | 70005556 | 1 | 54 | 21000 |  | 21000 | [5 empty] | 21000 | 0.18 |  | 24780 | 24780
7.5 |  | Bore well 20” Big Blue housing with filt | RO Plant | 70005557 | 1 | 54 | 5091 |  | 5091 | [5 empty] | 5091 | 0.18 |  | 6007.38 | 6007.38
7.6 |  | Bore well UV 900 with Pentair | RO Plant | 70005558 | 1 | 54 | 14255 |  | 14255 | [5 empty] | 14255 | 0.18 |  | 16820.9 | 16820.9
7.7 |  | Bore well SRX Scale Inhibitor | RO Plant | 70005559 | 1 | 54 | 5636 |  | 5636 | [5 empty] | 5636 | 0.18 |  | 6650.48 | 6650.48
7.8 |  | SOFTNER UNIT FOR RO PLANT | RO Plant | 70003813 | 1 |  |  |  | 5000 | [5 empty] | 5000 | 0.18 |  | 5900 | 5900
7.9 |  | Piping & Fitting (80 Ft) @ 155 | RO Plant | 3002270 | 1 |  |  |  | 12400 | [5 empty] | 12400 |  |  | 12400 | 12400
7.1 |  | water testing | RO Plant | 3002267 | 1 |  |  |  | 4650 | 5200 |  |  |  |  | 4925 |  | 0 | 4925 | 4925
7.11 |  | RO Pre-filtration Installation | RO Plant | 3000054 | 1 |  |  |  | 7568 | [5 empty] | 7568 | 0.18 |  | 8930.24 | 8930.24
7 |  | Total RO Plant Cost | RO Plant | [14 empty] | 131603.3708 | 131603.3708
8.1 | Music System | HOME THEATER - 5.1 CHANNEL | Music System | 70005440 | 1 | 73 | 7348 |  | 7619 | [5 empty] | 7483.5 | 0.18 |  | 8830.53 | 8830.53
8 |  | Total Music Systum Cost | Music System | [14 empty] | 8830.53 | 8830.53
9.1 | Ovens | Conveyor Oven - PS540 | Ovens | 70000254 | 0 | 8 | 839098 |  |  | 950000 |  |  |  |  | 0 | 0 | 0 | 0 | 0
9.2 |  | Conveyor Oven - PS536 | Ovens | 70000252 | 0 | [9 empty] | 0 | 0 | 0 | 0 | 0
9.3 |  | GAS OVEN-1832 DOUBLE DECK OVEN | Ovens | 70006003 | 1 | 163 | 737256 |  | 737256 | - |  |  |  |  | 737256 | 0.18 |  | 869962.08 | 869962.08
9.4 |  | GAS OVEN-3240G DOUBLE DECK OVEN | Ovens | 70006002 | 1 | 96 | 861182 |  | 861182 | - |  |  |  |  | 861182 | 0.18 |  | 1016194.76 | 1016194.76
9.5 |  | XLT Oven Installation -3240 | Ovens |  | 1 |  |  |  | 65278 | [5 empty] | 65278 | 0.18 |  | 77028.04 | 77028.04
9.6 |  | XLT Oven Installation -1832 | Ovens |  | 1 |  |  |  | 49516 | [5 empty] | 49516 | 0.18 |  | 58428.88 | 58428.88
9 |  | Total Ovens Cost | Ovens | [14 empty] | 2021613.76 | 2021613.76
10.1 | Cold Room & Installation | COLD ROOM 10x10x8 (Green Gas) | Cold Room | 70004722 | 0 | 14 | 127847.7143 | 117587 | 117587 | [5 empty] | 0 | 0.18 |  | 0 | 0
10.2 |  | COLD ROOM 10x8x8 (Green Gas) | Cold Room | 70004723 | 1 | 52 | 107616.1538 | 106510 | 106510 | [5 empty] | 106878.7179 | 0.18 |  | 126116.8872 | 126116.8872
10.3 |  | COLD ROOM 8x6x8 (Green Gas) | Cold Room | 70004726 | 0 | 13 | 80611 | 80611 | 80611 | [5 empty] | 0 | 0.18 |  | 0 | 0
10.4 |  | COLD ROOM 8x8x8 (Green Gas) | Cold Room | 70004727 | 0 | 5 | 98284 | 98284 | 98284 | [5 empty] | 0 | 0.18 |  | 0 | 0
10.5 |  | COLDROOM Machine 10000 Btu/Hr(Green Gas) | Cold Room | 70004730 | 0 | 24 | 68609.25 | 70000 | 70000 | [5 empty] | 0 | 0.18 |  | 0 | 0
10.6 |  | COLDROOM Machine 15000 Bth/Hr(Green Gas) | Cold Room | 70004731 | 1 | 56 | 76550.5833 | 77750 | 77750 | [5 empty] | 77350.1944 | 0.18 |  | 91273.2294 | 91273.2294
10.7 |  | COLDROOM Machine 20000 Btu/Hr(Green Gas) | Cold Room | 70004732 | 0 | 3 | 120000 | 120000 | 120000 | [5 empty] | 0 | 0.18 |  | 0 | 0
10.8 |  | Reach-in Cooler (4X3) | Cold Room | 70000697 | 0 | 14 | 121928.5714 |  | 92000 | [5 empty] | 0 | 0.18 |  | 0 | 0
10.9 |  | Deep Freezer-500 Ltr | Cold Room | 70000290 | 0 |  |  |  | 0 | [5 empty] | 0 | 0.18 |  | 0 | 0
10.1 |  | Cold Room Installation | Cold Room | 3000036 | 1 |  |  |  | 35000 | [5 empty] | 35000 | 0.18 |  | 41300 | 41300
10 |  | Total Cold Room & Installation Cost | Cold Room | [14 empty] | 258690.1166 | 258690.1166
11.1 | DG & Installation | Genset (DG)-45 KVA | DG & Installation | 70000432 | 1 |  |  |  | 353300 | 356050 |  |  |  |  | 354675 | 0.18 | 30000 | 453916.5 | 453916.5
11.2 |  | Genset (DG)-50 KVA | DG & Installation | 70000434 | 0 |  |  |  | 394769 | 396658 |  |  |  |  | 395713.5 | 0.18 | 30000 | 0 | 0
11.3 |  | GENSET(DG)-40KVA | DG & Installation | 70002842 | 0 |  |  |  | 345362 | 345267 |  |  |  |  | 345314.5 | 0.18 | 30000 | 0 | 0
11.4 |  | Genset (DG) -62.5 KVA | DG & Installation | 70000424 | 0 |  |  |  | 407000 | [5 empty] | 407000 | 0.18 | 30000 | 0 | 0
11.5 |  | DG Installation | DG & Installation | 3000483 | 1 |  |  |  | 204517.4595 | [5 empty] | 204517.4595 | 0.18 |  | 241330.6022 | 241330.6022
11 |  | Total DG & Installation Cost | DG & Installation | [14 empty] | 695247.1022 | 695247.1022
12.1 | AC Units & Installation | AC Unit- 1.0 TR Inverter Hi wall | AC Units | 70002850 | 0 | 16 | 31123.8 | 27656 | 27656 | 32500 |  |  |  |  | 29733.95 | 0.28 |  | 0 | 0
12.2 |  | AC Unit- 1.5 TR Inverter Hi wall | AC Units | 70002851 | 1 | 72 | 34656.8 | 32578 | 32578 | 40500 |  |  |  |  | 35078.2 | 0.28 |  | 44900.096 | 41699.84
12.3 |  | AC Unit- 2.0 TR Inverter Hi wall | AC Units | 70002862 | 2 | 116 | 40923 | 40625 | 40625 | 48000 |  |  |  |  | 42543.25 | 0.28 |  | 108910.72 | 104000
12.4 |  | AC Unit- 2.0 TR Inverter Cassette | AC Units | 70002864 | 2 | 244 | 56833.2727 | 57016 | 57016 | 70890 |  |  |  |  | 60438.8182 | 0.28 |  | 154723.3745 | 145960.96
12.5 |  | AC Unit- 3.0 TR Inverter Cassette | AC Units | 70002865 | 3 | 236 | 80857.9545 | 80625 | 80625 | 91000 |  |  |  |  | 83276.9886 | 0.28 |  | 319783.6364 | 309600
12.6 |  | AC Unit- 4.0 TR Inverter Cassette | AC Units | 70002866 | 0 | 52 | 89047 | 89047 | 89047 | 109000 |  |  |  |  | 94035.25 | 0.28 |  | 0 | 0
12.7 |  | AHU 5000CFM (Low + high) | AC Units |  | 0 |  |  |  | 0 | [5 empty] | 0 |  |  | 0 | 0
12.8 |  | VRF Machine (high side + Low Side) | AC Units |  | 0 |  |  |  | 0 | [5 empty] | 0 | 0.28 |  | 0 | 0
12.9 |  | Air Conditioning Units Installation | AC Units | 3002536 | 9 |  |  |  | 25000 | [5 empty] | 25000 | 0.18 |  | 265500 | 265500
12.1 |  | VRF Machine (high Side) |  |  | 0 |  |  |  | 0 | [5 empty] | 0 | 0.28 |  | 0 | 0
12.11 |  | VRF Machine (Low Side) |  |  | 0 |  |  |  | 0 | [5 empty] | 0 | 0.18 |  | 0 | 0
12 |  | Total AC & Installation Cost | AC Units | [14 empty] | 893817.8269 | 866760.8
13.1 | Makeline | Makeline-6 ft | Makeline | 70004852 | 1 | 34 | 174455 |  | 163000 | 170000 | 164000 | 165000 |  |  | 167291 | 0.18 | 14000 | 213923.38 | 213923.38
13 |  | Total Makeline Cost | Makeline | [14 empty] | 213923.38 | 213923.38
15.1 | Exhaust Unit | FRESH AIR UNIT - 2800 CFM | Exhaust Unit | 70000419 | 1 | 32 | 27415.7778 |  | 26500 | 28400 |  |  |  |  | 27438.5926 | 0.18 |  | 32377.5393 | 32377.5393
15.2 |  | EXHAUST UNIT - 3000 CFM (HSN - 8479) | Exhaust Unit | 70003315 | 1 | 43 | 27254.0714 |  | 27557 | 28400 |  |  |  |  | 27737.0238 | 0.18 |  | 32729.6881 | 32729.6881
15.3 |  | EXHAUST UNIT - 3500 CFM (HSN - 8479) | Exhaust Unit | 70003316 | 0 | 11 | 30282.4 |  | 30353 |  | 0 |  |  |  | 20211.8 | 0.18 |  | 0 | 0
15 |  | Total Exhaust Unit Cost | Exhaust Unit | [14 empty] | 65107.2274 | 65107.2274
16.1 | Fly Catcher | Fly Catcher- Glue Pad type | Fly Catcher | 70000418 | 2 | 177 | 8085 |  | 8085 | [5 empty] | 8085 | 0.18 |  | 19080.6 | 19080.6
16 |  | Total Fly Catcher Cost | Fly Catcher | [14 empty] | 19080.6 | 19080.6
17.1 | Hand Dryer | Hand Dryer | Air Curtain | 70000454 | 1 | 169 | 4282.1667 |  | 4400 | 5018 |  |  |  |  | 4566.7222 | 0.18 |  | 5388.7322 | 5388.7322
17 |  | Total Hand Dryer Cost | Hand Dryer | [14 empty] | 5388.7322 | 5388.7322
18.1 | Air Curtain | AIR CURTAIN-3Ft | Air Curtain | 70000052 | 1 | 79 | 9553.9091 |  | 7760 | 10506 |  |  |  |  | 9273.303 | 0.18 |  | 10942.4976 | 10942.4976
18.2 |  | AIR CURTAIN-3.5Ft | Air Curtain | 70000051 | 1 | 28 | 8810.4286 |  | 8350 | 11573 |  |  |  |  | 9577.8095 | 0.18 |  | 11301.8152 | 11301.8152
18.3 |  | AIR CURTAIN-4Ft | Air Curtain | 70000053 | 2 | 68 | 9935.2 |  | 9300 | 12567 |  |  |  |  | 10600.7333 | 0.18 |  | 25017.7307 | 25017.7307
18.4 |  | AIR CURTAIN-5Ft | Air Curtain | 70000054 | 0 |  |  |  | 11000 | 16330 |  |  |  |  | 13665 | 0.18 |  | 0 | 0
18.5 |  | AIR CURTAIN-6Ft. | Air Curtain | 70000055 | 0 | 87 | 15373.8889 |  | 12300 | 18318 |  |  |  |  | 15330.6296 | 0.18 |  | 0 | 0
18.6 |  | AIR CURTAIN-7 FT | Air Curtain | 70000056 | 0 | 11 | 21382.8 |  | 15900 | 22294 |  |  |  |  | 19858.9333 | 0.18 |  | 0 | 0
18.7 |  | LIMIT SWITCH -MAGNETIC SINGLE FLAP | Air Curtain | 70004268 | 4 | 53 | 500 |  | 500 | 1350 |  |  |  |  | 783.3333 | 0.18 |  | 3697.3333 | 3697.3333
18.8 |  | LIMIT SWITCH -MAGNETIC DOUBLE FLAP | Air Curtain | 70004269 | 0 | 56 | 895 |  | 600 | 1550 |  |  |  |  | 1015 | 0.18 |  | 0 | 0
18 |  | Total Air Curtain Cost | Air Curtain | [14 empty] | 50959.3768 | 50959.3768
19.1 | Tool Kit | Bike Tool Kit | Tool Kit | 70000075 | 1 | 78 | 3931 |  | 3931 | [5 empty] | 3931 | 0.18 |  | 4638.58 | 4638.58
19.2 |  | Tool Kit-Maintainence tool kit | Tool Kit | 70000889 | 1 | 77 | 7353 |  | 7353 | [5 empty] | 7353 | 0.18 | 700 | 9502.54 | 9502.54
19 |  | Total Tool Kit Cost | Tool Kit | [14 empty] | 14141.12 | 14141.12
20.1 | Weighing Scale | Weighing Scale -20 kg | Weighing Scale | 70000953 | 1 | 29 | 5175 |  | 5175 | [5 empty] | 5175 | 0.18 |  | 6106.5 | 6106.5
20 |  | Total Weighing Scale Cost | Weighing Scale | [14 empty] | 6106.5 | 6106.5
21.1 | Visicooler | Visicooler-Upright Chiller 11 cases | Visicooler | 70003769 | 1 | 69 | 19820 |  | 20000 | 18800 |  |  |  |  | 19540 | 0.18 |  | 23057.2 | 23057.2
21 |  | Total Visi Cooler Cost | Visicooler | [14 empty] | 23057.2 | 23057.2
22.1 | MOP Bucket | Maxi Jolly Mop Bucket-Wringer BUCKET | MOP Bucket | 70000558 | 1 | 76 | 5111.2857 |  | 4900 | [5 empty] | 5005.6429 | 0.18 |  | 5906.6586 | 5906.6586
22.2 |  | Maxi Jolly Mop Bucket-Floor Sign | MOP Bucket | 70000557 | 1 | 104 | 429.4615 |  | 225 | [5 empty] | 327.2308 | 0.18 |  | 386.1323 | 386.1323
22.3 |  | Maxi Jolly Mop Bucket-DustPan with Broom | MOP Bucket | 70000556 | 1 | 69 | 638.1 |  | 250 | [5 empty] | 444.05 | 0.18 |  | 523.979 | 523.979
22.4 |  | Maxi Jolly Mop Bucket-Brom,hndle,DustPan | MOP Bucket | 70000555 | 1 | 77 | 263 |  | 575 | [5 empty] | 419 | 0.18 |  | 494.42 | 494.42
22 |  | Total Mop Bucket Cost | MOP Bucket | [14 empty] | 7311.1899 | 7311.1899
23.1 | Microwave | Microwave Oven | Microwave | 70000573 | 1 | 84 | 4565.5 |  | 4492 | [5 empty] | 4528.75 | 0.18 |  | 5343.925 | 5343.925
23 |  | Total Microwave Cost | Microwave | [14 empty] | 5343.925 | 5343.925
24.1 | Servo | SERVO-45 KVA OIL COOL INPUT 340-480V | Servo | 70005860 | 1 | 36 | 74542.7273 |  | 62310 | 74700 | 87000 |  |  |  | 74638.1818 | 0.18 | 4000 | 92793.0545 | 92793.0545
24.2 |  | SERVO-60 KVA OIL COOL INPUT 340-480V | Servo | 70005861 | 0 | 5 | 106072.6667 |  | 78800 | 89200 |  |  |  |  | 91357.5556 | 0.18 | 4000 | 0 | 0
24 |  | Total Servo Stabliser Cost | Servo | [14 empty] | 92793.0545 | 92793.0545
25.1 | Panel & DB | ELECTRICAL/APFC PANEL-WITH EMS FEATURES | Electrical panel | 70004896 | 1 |  |  |  | 111000 | 116000 | 117000 |  |  |  | 114666.6667 | 0.18 | 7000 | 143566.6667 | 143566.6667
25.2 |  | ELECTRICAL MINI PANEL |  | 70007636 | 0 | 18 | 62500 |  | 51000 | 64500 | 66000 |  |  |  | 60500 |  | 7000
25 |  | Total Panel & Switch Boards Cost | Electrical panel | [14 empty] | 143566.6667 | 143566.6667
26.1 | SS Equipment | Aluminium Ladder- 8 FT (HSN 7616) | SS Equipment | 70003611 | 1 | 45 | 4890.7692 |  | 4660 | [5 empty] | 4775.3846 | 0.18 | 600 | 6342.9538 | 6342.9538
26.2 |  | Equipment Knee Opt Sink-MOC SS202/304 | SS Equipment | 70006080 | 1 | 9 | 17439 |  | 17863 | 13256 | 20500 | 17250 |  |  | 17261.6 | 0.18 |  | 20368.688 | 20368.688
26.3 |  | Equipment Elbow Opt Sink-MOC SS202/304 | SS Equipment | 70009412 | 0 | 6 | 13000 |  | 17200 | 13000 | 19700 | 17250 |  |  | 16030 | 0.18 |  | 0 | 0
26.4 |  | Equipment Helmet Rack-SS202 | SS Equipment | 70006101 | 4 | 69 | 2318 |  | 1808 | 1650 | 1510 | 2200 |  |  | 1897.2 | 0.18 |  | 8954.784 | 8954.784
26.5 |  | COMPUTER RACK SHEET TYPE | SS Equipment | 70000243 | 1 | 33 | 3928.1111 |  | 1900 | 2150 | 1653 | 1950 |  |  | 2316.2222 | 0.18 |  | 2733.1422 | 2733.1422
26.6 |  | Equipment Computer Rack-MOC SS202 | SS Equipment | 70006092 | 2 | 44 | 4152.2727 |  | 3500 | 3300 | 3004 | 3200 |  |  | 3431.2545 | 0.18 |  | 8097.7607 | 8097.7607
26.7 |  | PVC Strip Curtain - Cold Room | Cold Room | 70000681 | 1 | 77 | 1755 |  | 1750 | 2300 |  |  |  |  | 1935 | 0.18 |  | 2283.3 | 2283.3
26.8 |  | PALLETS 900 x 900 x 150mm | SS Equipment | 70000624 | 0 | 249 | 2577 |  | 2760 | [5 empty] | 2668.5 | 0.18 |  | 0 | 0
26.9 |  | Equipment Exhaust Hood-3240 | SS Equipment | 70006085 | 0 | 63 | 73917.6 |  | 68000 | 73000 | 75500 | 72500 |  |  | 72583.52 | 0.18 |  | 0 | 0
26.1 |  | Oven hood - Small Oven | SS Equipment | 70000610 | 1 |  | 99500 |  | 99500 | 99500 | 99500 | 99500 |  |  | 99500 | 0.18 |  | 117410 | 117410
26.11 |  | CUT Table-4FT X 3FT | SS Equipment | 70000269 | 0 | 1 | 27650 |  | #N/A | #N/A | #N/A | #N/A |  |  | #N/A | 0.18 |  | 0 | 0
26.12 |  | CUT Table-4 FT X 4 FT | SS Equipment | 70006097 | 0 | 8 | 46381.5 |  | 42570 | 37953 | 43519 | 65000 |  |  | 47084.7 | 0.18 |  | 0 | 0
26.13 |  | Equipment Cut Table-5X4 MOC SS202/304 | SS Equipment | 70006098 | 1 | 65 | 60445.5769 |  | 49500 | 53990 | 49525 | 73000 |  |  | 57292.1154 | 0.18 | 1000 | 68784.6962 | 68784.6962
26.14 |  | CUT Table-6 FT X 4 FT | SS Equipment | 70006099 | 0 | 3 | 51299 |  | 59000 | 56500 | 55978 | 79000 |  |  | 60355.4 | 0.18 | 0 | 0 | 0
26.15 |  | Equipment SS Storage rack-MOC SS202 | SS Equipment | 70006095 | 3 | 165 | 17025.8636 |  | 14341 | 14300 | 13800 | 19000 |  |  | 15693.3727 | 0.18 | 1000 | 56734.5395 | 56734.5395
26.16 |  | Equipment SS Storage rack-MOC SS304 | SS Equipment | 70007225 | 3 | 119 | 13920.2727 |  | 14000 | 13800 | 0 | 0 |  |  | 8344.0545 | 0.18 | 1000 | 30717.9531 | 30717.9531
26.17 |  | Equipment Slap Table-5ft MOC SS202/304 | SS Equipment | 70006089 | 1 | 44 | 43433.6875 |  | 42000 | 37800 | 41085 | 45000 |  |  | 41863.7375 | 0.18 | 500 | 49989.2103 | 49989.2103
26.18 |  | Equipment Slap Table- 6ft MOC SS202/304 | SS Equipment | 70006090 | 0 | 4 | 50388.25 |  | 45000 | 46500 | 44532 | 48500 |  |  | 46984.05 | 0.18 | 0 | 0 | 0
26.19 |  | Equipment Sauce Table-MOC SS202/304 | SS Equipment | 70006091 | 1 | 41 | 22490.1667 |  | 22988 | 21400 | 20099 | 23500 |  |  | 22095.4333 | 0.18 | 1000 | 27252.6113 | 27252.6113
26.2 |  | Equipment Three Sink-5ft MOC SS202/304 | SS Equipment | 70006082 | 1 | 37 | 39792.75 |  | 38316 | 40651 | 43500 | 35500 |  |  | 39551.95 | 0.18 | 1000 | 47851.301 | 47851.301
26.21 |  | Equipment Overhead Cabinet-5' MOC SS202 | SS Equipment | 70006094 | 1 | 35 | 14285.5556 |  | 14250 | 13940 | 12500 | 15750 |  |  | 14145.1111 | 0.18 | 1000 | 17871.2311 | 17871.2311
26.22 |  | Equipment Router Table-MOC 202/304 | SS Equipment | 70006096 | 1 | 39 | 30251.1429 |  | 35000 | 28325 | 26450 | 25500 |  |  | 29105.2286 | 0.18 | 1000 | 35524.1697 | 35524.1697
26.23 |  | Equipment MS Trolley-SS 75mm Nylon | SS Equipment | 70006102 | 15 | 641 | 4044.2759 |  | 1900 | 1950 | 1722 | 2000 |  |  | 2323.2552 | 0.18 | 500 | 41711.6166 | 41711.6166
26.24 |  | Equipment Oven Top 540-MOC SS202 | SS Equipment | 70006104 | 0 | 56 | 7357.5 |  | 4000 | 3500 | 3264 | 4800 |  |  | 4584.3 | 0.18 | 0 | 0 | 0
26.25 |  | Equipment Oven Top -XLT 1832 | SS Equipment | 70007117 | 1 | 60 | 2644 |  | 3,400 | 2300 | 2104 | 2750 |  |  | 2449.5 | 0.18 |  | 2890.41 | 2890.41
26.26 |  | Equipment Oven Top -XLT 3240 | SS Equipment | 70007119 | 1 | 60 | 4504 |  | 4400 | 3600 | 3345 | 4500 |  |  | 4069.8 | 0.18 | 0 | 4802.364 | 4802.364
26.27 |  | Equipment Oven Trolly -XLT 3240 | SS Equipment | 70006712 | 1 | 24 | 14600 |  | 15487 | 14500 | 12500 | 14200 |  |  | 14257.4 | 0.18 | 0 | 16823.732 | 16823.732
26.28 |  | Equipment Oven Trolley 540-MOC SS202 | SS Equipment | 70006103 | 0 | 56 | 12587.5 |  | 7700 | 7950 | 7384 | 9500 |  |  | 9024.3 | 0.18 | 0 | 0 | 0
26.29 |  | Equipment Oven Top 536-MOC SS202 | SS Equipment | 70006109 | 0 |  |  |  | #N/A | #N/A | #N/A | #N/A |  |  | #N/A | 0.18 | 0 | 0 | 0
26.3 |  | Equipment MOP Sink-MOC SS202/304 | SS Equipment | 70006083 | 1 | 24 | 14134.8 |  | 13300 | 14950 | 14699 | 13000 |  |  | 14016.76 | 0.18 | 500 | 17129.7768 | 17129.7768
26.31 |  | Cheese Burst Stand-For Totila | SS Equipment | 70007168 | 1 | 48 | 6224.8571 |  | 4974 | 5800 | 6000 | 4300 |  |  | 5459.7714 | 0.18 |  | 6442.5303 | 6442.5303
26.32 |  | Grease Chamber | SS Equipment | 70000441 | 2 | 2 | 31050 |  |  |  | 44500 | 22500 |  | 24000 | 30512.5 | 0.18 |  | 72009.5 | 72009.5
26.33 |  | SS Container 500ml with Lid | SS Equipment | 70009297 | 1 | 270 | 193.3636 |  | 160 | 160 | 160 | 160 |  |  | 166.6727 | 0.18 |  | 196.6738 | 196.6738
26.34 |  | SS Container 1000ml with Lid | SS Equipment | 70009298 | 1 | 270 | 231 |  | 231 | 231 | 231 | 231 |  |  | 231 | 0.18 |  | 272.58 | 272.58
26.35 |  | SS Container 2000ml with Lid | SS Equipment | 70009299 | 1 | 540 | 353 |  | 353 | 353 | 353 | 353 |  |  | 353 | 0.18 |  | 416.54 | 416.54
26.36 |  | SS Container 2500ml with Lid | SS Equipment | 70009300 | 1 | 540 | 438 |  | 438 | 438 | 438 | 438 |  |  | 438 | 0.18 |  | 516.84 | 516.84
26.37 |  | SS Container 5,000ml with Lid | SS Equipment | 70009301 | 1 | 180 | 624 |  | 624 | 624 | 624 | 624 |  |  | 624 | 0.18 |  | 736.32 | 736.32
26.38 |  | SS Container 7,000ml with Lid | SS Equipment | 70009302 | 1 | 270 | 842 |  | 842 | 842 | 842 | 842 |  |  | 842 | 0.18 |  | 993.56 | 993.56
26.39 |  | SS Container 10,000ml with Lid | SS Equipment | 70009303 | 1 | 450 | 914 |  | 914 | 914 | 914 | 914 |  |  | 914 | 0.18 |  | 1078.52 | 1078.52
26.4 |  | PRP Table | SS Equipment | 70008067 | 1 | 38 | 2928.4444 |  | 2500 | 2700 | 2452 | 2200 |  |  | 2556.0889 | 0.18 |  | 3016.1849 | 3016.1849
26.41 |  | Equipment Utensil Drying Rack | SS Equipment | 70007052 | 1 | 32 | 5339.4444 |  | 3820 | 3825 | 3800 | 5200 |  |  | 4396.8889 | 0.18 |  | 5188.3289 | 5188.3289
|  | Total SS Equipments Cost | SS Equipment | [5 empty] | 630475.9936 | [8 empty] | 675141.8181 | 675141.8181
27.1 | LPG Works | LPG Installation | LPG works | 3002630 | 1 |  |  |  | 272593.934 | [5 empty] | 272593.934 | 0.18 |  | 321660.8422 | 321660.8422
27.2 |  | LPG Installation outstation | LPG works | 3002630 | 0 |  |  |  | 15000 | [5 empty] | 15000 | 0.18 |  | 0 | 0
27.3 |  | Additional cost |  |  | 0 |  |  |  | 80000 | [5 empty] | 80000 | 0.18 |  | 0 | 0
|  | TPI |  |  | 0 |  |  |  | 15000 | [5 empty] | 15000 | 0.18 |  | 0 | 0
|  | Fire Supression |  |  | 0 |  |  |  | 224000 | [5 empty] | 224000 | 0.18 |  | 0 | 0
27 |  | Total LPG Installation Cost | LPG works | [14 empty] | 321660.8422 | 321660.8422
28.1 | Waste Bin | WASTE BIN-50 LTR WITH PADDLE GREEN COLOR | Waste Bin | 70004862 | 1 | 71 | 1090 |  | 775 | [5 empty] | 775 | 0.18 |  | 914.5 | 914.5
28.2 |  | WASTE BIN-50 LTR WITH PADDLE BLUE COLOR | Waste Bin | 70004882 | 1 | 67 | 1090 |  | 775 | [5 empty] | 775 | 0.18 |  | 914.5 | 914.5
28 |  | Total Waste Bin Cost | Waste Bin | [14 empty] | 1829 | 1829
29.1 | Transportation | Transpotation cost | Transportation | 3000058 | 1 |  |  |  | 52822 | [5 empty] | 52822 | 0 |  | 52822 | 52822
29.2 |  | Transpotation cost for longer distance | Transportation | 3000058 | 0 |  |  |  | 30000 | [5 empty] | 0 | 0 |  | 0 | 0
29 |  | Total Transportation Cost | Transportation | [14 empty] | 52822 | 52822
30.1 | Waste Water Treatment | ETP & Installation | ETP / OGT | 3000019 | 1 |  |  |  | 102363 | 123000 |  |  |  |  | 112681.5 | 0.18 | 25000 | 162464.17 | 162464.17
30.2 |  | ETP flow meter mandate for J&k | ETP / OGT | 3000019 | 1 |  |  |  | 60000 | 102363 | 183000 |  |  |  | 115121 | 0.18 | 0 | 135842.78 | 135842.78
30.3 |  | OGT Tank & Installation | ETP / OGT | 70002867 | 1 | 21 | 29829.3333 |  | 18000 | 28300 |  |  |  |  | 23150 | 0.18 | 2500 | 30267 | 30267
30 |  | Total Waste Water Treatment Cost | ETP / OGT | [14 empty] | 328573.95 | 328573.95
31.1 | Bikes & Accessories | Bike-100 CC HF Dlx | Bikes | 70003443 | 0 |  |  |  | 58765 | [5 empty] | 58765 | 0.28 |  | 0 | 0
31.2 |  | AMPERE ZEAL CA | Bikes | 70009306 | 7 |  |  |  | 99905 | [5 empty] | 99905 | 0.05 |  | 734301.75 | 734301.75
31.3 |  | E-BIKES REVOLT RV300 | Bikes | 70004385 | 0 |  |  |  | 0 | [5 empty] | 0 | 0.05 |  | 0 | 0
31.4 |  | BAJAJ PULSAR 150 STD. | Bikes | 70006843 | 0 |  |  |  | 105000 | [5 empty] | 105000 | 0.18 |  | 0 | 0
31.5 |  | Sticker for Delivery Pizza Box | Bikes Accessories | 70003386 | 7 | 356 | 24.2143 |  | 125 | [5 empty] | 125 | 0.18 |  | 1032.5 | 1032.5
31.6 |  | Dominos Logo for Bike Pizza Box | Bikes Accessories | 70003387 | 0 | 378 | 87.0769 | 0 | 0 | [5 empty] | 0 | 0.18 |  | 0 | 0
31.7 |  | Bike-Others charges(Registation, Insurance & other) | Bikes | 70001952 | 7 |  |  |  | 20431 | [5 empty] | 20431 | 0 |  | 143017 | 143017
31.8 |  | Pizza Box Stand -Electric bike | Bikes Accessories | 70006800 | 7 | 595 | 1135.8333 |  | 1100 | 1050 |  |  |  |  | 1075 | 0.18 | 350 | 9292.5 | 9292.5
31.9 |  | Pizza Box - Small | Bikes Accessories | 70004493 | 7 | 710 | 3209.0909 |  | 3100 | [5 empty] | 3100 |  |  |  | 21700
31.1 |  | Pizza Box Stand-Hero | Bikes Accessories | 70003803 | 0 | 131 | 878.875 |  | 650 | [5 empty] | 650 | 0.18 |  | 0 | 0
31.11 |  | BIKE CHARGING STATION | Bikes Accessories | 70007285 | 1 | 23 | 36374.75 |  | 35000 | 37100 | 37399 |  |  |  | 36468.4375 | 0.18 |  |  | 43032.7562
31 |  | Total Bike Cost | Bikes | [14 empty] | 887643.75 | 952376.5062
32.1 | Signage | Signage Façade | Signage | 3000055 | 1 |  |  |  | 225000 | [5 empty] | 225000 | 0.18 |  | 265500 | 265500
32.2 |  | Internal Signage | Signage |  | 1 |  |  |  | 245000 | [5 empty] | 245000 | 0.18 |  | 289100 | 289100
32.3 |  | Pole | Signage |  | 0 |  |  |  | 50000 | [5 empty] | 50000 | 0.18 |  | 0 | 0
32.4 |  | Installation & Crane charges | Signage |  | 1 |  |  |  | 25000 | [5 empty] | 25000 | 0.18 |  | 29500 | 29500
32.5 |  | Freight | Signage |  | 1 |  |  |  | 18000 | [5 empty] | 18000 | 0.18 |  | 21240 | 21240
32.6 |  | Scaffolding Charges (rate in sqft) | Signage |  | 0 |  |  |  | 20 | [5 empty] | 20 | 0.18 |  | 0 | 0
32.7 |  | Additional Signage | Signage |  | 1 |  |  |  | 0 | [5 empty] | 0 | 0.18 |  | 0 | 0
32 |  | Total Signage Cost | Signage | [14 empty] | 605340 | 605340
33.1 | DMB | Samsung DM32E | DMB | 70005849 | 4 |  |  |  | 32250 | [5 empty] | 32250 | 0.18 |  | 152220 | 152220
33.2 |  | Samsung PMH43 | DMB | 70005847 | 0 |  |  |  | 36100 | [5 empty] | 36100 | 0.28 |  | 0 | 0
33.3 |  | DMB Installation of PMH43 | DMB | 3007828 | 0 |  |  |  | 7180 | [5 empty] | 7180 | 0.18 |  | 0 | 0
33 |  | Total DMB & Installation Cost | DMB | [14 empty] | 152220 | 152220
34.1 | Promo Panel | Samsung UD46 | Promo Panel | 70005848 | 1 |  |  |  | 78900 | [5 empty] | 78900 | 0.28 |  | 100992 | 100992
34.2 |  | DMB - MEDIA PLAYER | Promo Panel | 70000306 | 0 |  |  |  | 18700 | [5 empty] | 18700 | 0.18 |  | 0 | 0
34.3 |  | Promo PANEL installtion UD46 | Promo Panel | 3007829 | 1 |  |  |  | 12000 | [5 empty] | 12000 | 0.18 |  | 14160 | 14160
|  | Digitel display |  |  | 0 |  |  |  | 250000 | [5 empty] | 250000 | 0.18 |  | 0 | 0
34 |  | Total Promo Panel & Installation Cost | Promo Panel | [14 empty] | 115152 | 115152
35.1 | Digital Kiosk | Self Order Taking Kiosk | Kiosk | 70002192 | 0 | 1 | 182310 | [7 empty] | 0 | 0.18 |  | 0 | 0
35 |  | Total Digitel Kiosk Cost | Digital Kiosk | [14 empty] | 0 | 0
36.1 | IT Equipments | COMPUTER-DESKTOP WITHOUT TFT INC KEYBOARD & MOUSE | IT Equipments | 70007601 | 2 | 149 | 34120 |  | 34120 | [5 empty] | 34120 | 0.18 |  | 80523.2 | 80523.2
36.2 |  | Thinclient-Keyboard /Mouse | IT Equipments | 70001645 | 4 | 335 | 15736.3571 |  | 15605 | [5 empty] | 15670.6786 | 0.18 |  | 73965.6029 | 73965.6029
36.3 |  | COMPUTER TFT - 21.5" TFT MONITOR | IT Equipments | 70005868 | 4 | 319 | 4994.6667 |  | 4880 | [5 empty] | 4937.3333 | 0.18 |  | 23304.2133 | 23304.2133
36.4 |  | POS-POSIFLEX 3616 WITH SECOND DISPLAY | IT Equipments | 70009371 | 2 | 133 | 42300 |  | 42300 | [5 empty] | 42300 | 0.18 |  | 99828 | 99828
36.5 |  | POS-POSIFLEX CASH DRAWER | IT Equipments | 70007309 | 2 | 139 | 3800 |  | 3800 | [5 empty] | 3800 | 0.28 |  | 9728 | 9728
36.6 |  | POSBANK - TERMINAL | IT Equipments | 70006361 | 0 | 93 | 8936.3636 |  | 34000 | [5 empty] | 21468.1818 | 0.18
36.7 |  | POSBANK - DISPLAY | IT Equipments | 70006359 | 0 | 89 | 32454.5455 |  | 9500 | [5 empty] | 20977.2727 | 0.18
36.8 |  | POSBANK- CASH DRAWER | IT Equipments | 70007349 | 0 | 92 | 1500 |  | 3800 | [5 empty] | 2650 | 0.18
36.9 |  | POSBANK- CASH DRAWER M/B | IT Equipments | 70007252 | 0 | 92 | 3800 |  | 1500 | [5 empty] | 2650 | 0.18
36.1 |  | Lenevo ST50 Server | IT Equipments | 70005762 | 1 | 9 | 49150 |  | 49150 | [5 empty] | 49150 | 0.18 |  | 57997 | 57997
36.11 |  | Server Lenovo ST50v2 | IT Equipments | 70009330 | 0 | 58 | 49150 |  | 49150 | [5 empty] | 49150 | 0.18
36.12 |  | UPS- 02KVA Online Tower UPS | IT Equipments | 70005832 | 1 | 37 | 27500 |  | 27500 | [5 empty] | 27500 | 0.18 |  | 32450 | 32450
36.13 |  | UPS- 03KVA Online Tower UPS | IT Equipments | 70000898 | 1 | 37 | 28500 |  | 28500 | [5 empty] | 28500 | 0.18 |  | 33630 | 33630
36.14 |  | Printer Thermal-POSIFLEX RP80 3"Ethernet | IT Equipments | 70002549 | 2 | 137 | 8100 |  | 8100 | [5 empty] | 8100 | 0.18 |  | 19116 | 19116
36.15 |  | Printer - KYOCERA Laserjet Printer | IT Equipments | 70007991 | 1 | 74 | 7800 |  | 7800 | [5 empty] | 7800 | 0.18 |  | 9204 | 9204
36.16 |  | IT Rack- 42U Rack with accessories | IT Equipments | 70006700 | 1 | 41 | 26793.3333 |  | 26090 | 26450 |  |  |  |  | 26444.4444 | 0.18 |  | 31204.4444 | 31204.4444
36.17 |  | FORTINET ROUTER 40F | IT Equipments | 70007723 | 1 | 18 | 70900 |  | 70900 | [5 empty] | 70900 |  |  |  | 70900
36.18 |  | IT INSTALLATION | IT Equipments | 3000011 | 1 |  |  |  | 8000 | 8000 | 8800 | 6300 | 8000 | 11700 | 8466.6667 | 0.18 |  | 9990.6667 | 9440
36 |  | Total IT Equipments Cost | IT Equipments | [14 empty] | 480941.1273 | 551290.4606
37.1 | Networking | Networking Material & Installation | Networking | 3000009 | 1 |  |  |  | 57862.3294 | [5 empty] | 57862.3294 | 0.18 |  | 68804.9628 | 68277.5486
37 |  | Total Networking Cost | Networking | [14 empty] | 68804.9628 | 68277.5486
38.1 | CCTV | CCTV - 8 CHANNEL NVR | CCTV | 70001030 | 0 | 56 | 19538.4615 |  | 19800 | [5 empty] | 0 | 0.18 |  | 0 | 0
38.2 |  | CCTV- 2.0MP IPC Dome Camera | CCTV | 70000103 | 0 | [9 empty] | 0 | 0.18 |  | 0 | 0
38.3 |  | CCTV -Cable (CAT 6) | CCTV | 70000115 | 0 | [9 empty] | 0 | 0.18 |  | 0 | 0
38.4 |  | CCTV -Conduit | CCTV | 70000118 | 0 | [9 empty] | 0 | 0.18 |  | 0 | 0
38.5 |  | CCTV -HDD 4TB | CCTV | 70000124 | 0 | 55 | 8450 |  | 8600 | [5 empty] | 0 | 0.18 |  | 0 | 0
38.6 |  | CCTV-16 Channel NVR | CCTV | 70000138 | 1 | 9 | 29800 |  | 29800 | [5 empty] | 29800 | 0.18 |  | 35164 | 35164
38.7 |  | CCTV-Camera | CCTV | 70001302 | 0 | [9 empty] | 0 | 0.18 |  | 0 | 0
38.8 |  | CCTV-HARD DISK 6 TB | CCTV | 70004764 | 1 | 12 | 13500 |  | 13500 | [5 empty] | 13500 | 0.18 |  | 15930 | 15930
38.9 |  | CCTV-IP DOME CAMERA | CCTV | 70003608 | 10 | 543 | 4375.7692 |  | 4600 | [5 empty] | 4487.8846 | 0.18 |  | 52957.0385 | 52957.0385
38.1 |  | CCTV - 4 CHANNEL NVR | CCTV | 70001029 | 0 | 7 | 10916.6667 |  | 11500 | [5 empty] | 0 | 0.18 |  | 0 | 0
38.11 |  | CCTV INSTALLATION | CCTV | 3000003 | 1 |  |  |  | 10000 | [5 empty] | 10000 | 0.18 |  | 11800 | 11800
38 |  | Total CCTV Cost | CCTV | [14 empty] | 115851.0385 | 115851.0385
39.1 | Legal Compliance | Licence and permits | Legal Compliance |  | 1 |  |  |  | 40000 | [5 empty] | 40000 |  |  | 40000 | 40000
39.2 |  | Store Opening Fees | Legal Compliance |  | 1 |  |  |  | 375000 | [5 empty] | 375000 |  |  | 375000 | 375000
39.3 |  | Registration fees | Legal Compliance |  | 1 |  |  |  | 100000 | [5 empty] | 100000 |  |  | 100000 | 100000
39.4 |  | Broker fees | Brokerage Fees | 3002301 | 1 |  |  |  | 196470 | [5 empty] | 196470 | 0.18 |  | 231834.6 | 231834.6
39 |  | Total Legal Compliance Cost | Brokerage Fees | [14 empty] | 746834.6 | 746834.6
|  | GRAND TOTAL | [15 empty] | #REF! | #REF!
| Service | [17 empty] | 5844380.0313
Note on J67: Nitin Srivastava: only for South

## Delco (hidden)
NEW STORE CAPEX ESTIMATION
STORE NAME |  | Delco
ROI Capex |  |  | Nearest Plant
Actual Capex |  | #REF! | Nearest DPI
CARPET AREA |  | #REF!
S.N. | Capex Head | Capex Item Description | Category | Code | Qty | WHS stock as on 21 Dec | Average Rate | New Rate | L1 | L2 | L3 | L4 | L5 | L6 | Avg Rate | Tax Rate | Freight | Total Amount as per Average Rate | Corporate Capex
1.1 | Civil Work | Civil | Civil Work |  | #REF! |  |  |  | #REF! | [5 empty] | #REF! | 0.18 |  | #REF! | #REF!
1.2 |  | Outstation | Civil Work |  | 0 |  |  |  | 173079.45 | [5 empty] | 0 | 0 |  | 0 | 0
1.3 |  | Fire Tank Work | Civil Work |  | 0 | [9 empty] | 0 | 0.18 |  | 0 | 0
1.4 |  | Fire Sprinkler Work | Civil Work |  | 0 | [9 empty] | 0 | 0.18 |  | 0 | 0
1.5 |  | MS Structure work for plateform | Civil Work |  | 0 | [9 empty] | 0 | 0.18 |  | 0 | 0
1.6 | 3D Drawings | 3D Drawings | 3D design | 3003170 | 3 |  |  |  | 5500 | 6000 | 7500 |  |  |  | 6333.3333 | 0.18 |  | 22420 | 22420
1 | Civil Work | Total Civil Work cost | Civil Work | 3000016 | [11 empty] | 0.18 | 0 | #REF! | #REF!
2.1 | Light Fixtures | LIGHT-PANEL 36W 6K BLACKFINSH | Light Fixtures | 70004476 | 8 |  |  |  | 1707 | 1600 | 2200 | 3600 |  |  | 2276.75 | 0.18 | 500 | 22082.52 | 21358
2.2 |  | LIGHT-RECESSED DOWNLIGHT 15W 4K | Light Fixtures | 70004477 | 4 | 7 | 650 |  | 569 | 650 | 500 | 500 |  |  | 573.8 | 0.18 | 500 | 3298.336 | 2950
2.4 |  | LIGHT-DECORATIVE PENDANT 9W 4K BLACK | Light Fixtures | 70004479 | 0 | 3 | 867 |  | 569 | 850 | 600 | 575 |  |  | 692.2 | 0.18 | 500 | 0 | 0
2.5 |  | LIGHT-TRACK MOUNTED 18W/4K/45°BLAC FINSH | Light Fixtures | 70004480 | 0 | 87 | 1499.25 |  | 1415 | 1500 | 1500 | 1450 |  |  | 1472.85 | 0.18 | 500 | 0 | 0
2.6 |  | LIGHT-RECESSMOUNTED 18W/3K/45°BLAC FINSH | Light Fixtures | 70004481 | 0 | 29 | 1378 |  | 1295 | 1300 | 1600 | 1550 |  |  | 1424.6 | 0.18 | 500 | 0 | 0
2.8 |  | LIGHT-SURFACELINEAR PROFILE 20W 4K BLACK | Light Fixtures | 70004483 | 0 | 64 | 1897.75 |  | 1870 | 1700 | 2000 | 2250 |  |  | 1943.55 | 0.18 | 500 | 0 | 0
2.9 |  | LIGHT SUSPENSION KIT BLACK | Light Fixtures | 70004217 | 6 | 139 | 73 |  | 89 | 125 | 138 | 90 |  |  | 103 | 0.18 | 500 | 1319.24 | 1567.04
2.1 |  | Light-3Circuit Power Track 2M BlacFinish | Light Fixtures | 70003921 | 0 | 116 | 937.5714 |  | 854 | 700 | 690 | 750 |  |  | 786.3143 | 0.18 | 500 | 0 | 0
2.11 |  | Light-3Circuit Power Track 1M BlacFinish | Light Fixtures | 70003922 | 1 | 61 | 413.5 |  | 427 | 350 | 345 | 350 |  |  | 377.1 | 0.18 | 500 | 1034.978 | 997.1
2.12 |  | LIGHT-18W SURFACE MOUNTED CYLINDRICAL 4K | Light Fixtures | 70007995 | 0 |  |  |  | 1033 | 950 | 1150 | 1250 |  |  | 1095.75 | 0.18 |  | 0 | 0
2.13 |  | LIGHT- 9W SURFACE MOUNTED CYLINDRICAL | Light Fixtures | 70008925 | 10 | 279 | 613 |  | 612 | 615 | 850 | 975 |  |  | 733 | 0.18 |  | 8649.4 | 10030
2.14 |  | LIGHT- 6W DECORATIVE CONICAL LIGHT 4K | Light Fixtures | 70008926 | 0 | 37 | 1859.3333 |  | 1814 | 1950 | 1890 | 2100 |  |  | 1922.6667 | 0.18 |  | 0 | 0
2.15 |  | PROFILE LIGHT IN 6000 K-40W WITH 3 PCB R | Light Fixtures | 70009332 | 0 | 103 | 1681 |  | 1462 | 1900 | 1880 | 1350 |  |  | 1654.6 | 0.18 |  | 0 | 0
2.16 |  | PROFILE LIGHT IN 4000 K-30W WITH PCB | Light Fixtures | 70009333 | 0 |  |  |  | 2114 | 3900 | 3350 | 3400 |  |  | 3191 | 0.18 |  | 0 | 0
2.17 |  | CONCEALED SPOT LIGHT IN 9W WITH IP65 | Light Fixtures | 70009334 | 0 | 63 | 1229 |  | 1158 | 1300 | 1150 | 1250 |  |  | 1217.4 | 0.18 |  | 0 | 0
2.18 |  | CONCEALED PANEL LIGHT IN 12W WITH 4000 K | Light Fixtures | 70009335 | 2 | 29 | 342.5 |  | 385 | 300 | 400 | 525 |  |  | 390.5 | 0.18 |  | 921.58 | 944
2.19 |  | DECO. PENDANT LIGHT IN 6000 K/LED BULB O | Light Fixtures | 70009336 | 0 | 76 | 397.5 |  | 395 | 400 | 680 | 800 |  |  | 534.5 | 0.18 |  | 0 | 0
2.2 |  | TRACK SPOT LIGHT 9W, 24 DEGREE BEAM ANGL | Light Fixtures | 70009337 | 2 | 80 | 593.5 |  | 587 | 600 | 850 | 950 |  |  | 716.1 | 0.18 |  | 1689.996 | 2006
2.21 |  | TRACK SPOT LIGHT 18W 45/60 DEGREE BEAM A | Light Fixtures | 70009338 | 0 | 40 | 721 |  | 721 | 700 | 1150 | 1250 |  |  | 908.4 | 0.18 |  | 0 | 0
2.22 |  | TRACK SPOT LIGHT 25W 45/60 DEGREE BEAM A | Light Fixtures | 70009339 | 0 |  |  |  | 1164 | 1200 | 1360 | 1450 |  |  | 1293.5 | 0.18 |  | 0 | 0
2.23 |  | LED NORMAL TUBE LIGHT | Light Fixtures | 70009340 | 3 | 20 | 207.5 |  | 190 | 225 | 280 | 300 |  |  | 240.5 | 0.18 |  | 851.37 | 991.2
2.24 |  | DECO.DOME LIGHT 4000 K/LED BULB OF 6W 30 | Light Fixtures | 70009341 | 9 |  |  |  | 1681 | 1700 | 1890 | 2100 |  |  | 1842.75 | 0.18 |  | 19570.005 | 20071.8
2.25 |  | Light-3Circuit Straight Joint BlacFinish | Light Fixtures | 70003923 | 0 | 115 | 95.25 |  | 214 | 91 | 100 | 100 |  |  | 120.05 | 0.18 | 500 | 0 | 0
2 |  | Total Light Fixtures Cost | Light Fixtures | [14 empty] | 59417.425 | 60915.14
3.1 |  | Dining table - 600MM x 600MM 'N' | Furniture | 70007351 | 6 |  |  |  | 6025 | 8344 | 8344 |  |  |  | 8344 | 0.18 | 10000 | 70875.52 | 54457
3.2 |  | Dining table - 800MM x 800MM 'N' | Furniture | 70007392 | 0 |  |  |  | 7415 | 11040 | 9450 |  |  |  | 9301.6667 | 0.18 |  | 0 | 0
3.3 |  | Bar Chair with cushion 'N' | Furniture | 70007393 | 0 |  |  |  | 5749 | 6608 | 6100 |  |  |  | 6152.3333 | 0.18 |  | 0 | 0
3.4 |  | Bar table 'N' (RFT) | Furniture | 70007394 | 0 |  |  |  | 2099 | 1729 | 1800 |  |  |  | 1876 | 0.18 |  | 0 | 0
3.5 |  | Dining table chair(With cushion Grey)N | Furniture | 70007395 | 0 |  |  |  | 5444 | 5931 | 5931 |  |  |  | 5931 | 0.18 |  | 0 | 0
3.6 |  | Community table 1500 x 600 x 750 mm F | Furniture | 70003979 | 0 |  |  |  | 7050 | 7274 | 10600 |  |  |  | 8308 | 0.18 |  | 0 | 0
3.7 |  | Community table seating 1500x450x450mm F | Furniture | 70003980 | 0 |  |  |  | 6256 | 6416 | 10000 |  |  |  | 7557.3333 | 0.18 |  | 0 | 0
3.8 |  | BoothÂ table 'N' | Furniture | 70007397 | 0 | 1 | 14584 |  | 9000 | 14240 | 13300 |  |  |  | 12781 | 0.18 | 10000 | 0 | 0
3.9 |  | Booth sofa -Â Single Seat - 1200x700MM |  | 70007398 | 0 | 2 | 20250 |  | 14550 | 14552 | 21850 |  |  |  | 17800.5 | 0.18 | 10000 | 0 | 0
3.1 |  | Chair - Office |  | 70000154 | 0 | 27 | 4179.5 |  | 4000 | 3900 | 4000 |  |  |  | 4019.875 | 0.18 | 2000 | 0 | 0
3.11 |  | FURNITURE-BTH SOFA-900x550MM | Furniture | 70009384 | 0 |  |  |  | 12850 | 0 | 0 |  |  |  | 4283.3333 | 0.18 |  | 0 | 0
3.12 |  | FURNITURE-BTH SOFA-1200x550MM | Furniture | 70008908 | 0 | 4 | 34677 |  | 15552 | 0 | 0 |  |  |  | 12557.25 | 0.18 |  | 0 | 0
3.13 |  | FURNITURE-BTH SOFA-1500x550MM | Furniture | 70008909 | 0 | 9 |  |  | 19190 | 0 | 0 |  |  |  | 19190 | 0.18 |  | 0 | 0
3.14 |  | FURNITURE-BTH SOFA-1800x550MM | Furniture | 70009315 | 0 |  |  |  | 22950 | 0 | 0 |  |  |  | 7650 | 0.18 |  | 0 | 0
3.15 |  | Furniture-Community Chair -Red | Furniture | 70009402 | 6 |  |  |  | 5950 | 0 | 0 |  |  |  | 1983.3333 | 0.18 |  | 14042 | 42126
3.16 |  | Furniture-Community Chair -Blue | Furniture | 70009403 | 6 |  |  |  | 5950 | 0 | 0 |  |  |  | 1983.3333 | 0.18 |  | 14042 | 42126
3.17 |  | COMMUNITY LOGO TABLE -RED | Furniture | 70009387 | 0 |  |  |  | 15800 | 0 | 0 |  |  |  | 5266.6667 | 0.18 |  | 0 | 0
3.18 |  | COMMUNITY LOGO TABLE -BLUE | Furniture | 70009388 | 0 |  |  |  | 15800 | 0 | 0 |  |  |  | 5266.6667 | 0.18 |  | 0 | 0
3 |  | Total Furniture Cost | Furniture | [14 empty] | 98959.52 | 138709
4.1 | SAFE | SAFE-15 digit code with time delay | SAFE | 70000710 | 1 | 53 | 22154 |  | 16850 | 0 |  |  |  |  | 13001.3333 | 0.18 | 0 | 15341.5733 | 19883
4 |  | Total Safe Cost | SAFE | [14 empty] | 15341.5733 | 19883
5.1 | Fire Extinguisher | Fire Extinguisher- ABC Type 1 kg | Fire Extinguisher | 70000404 | 0 | 16 | 1889 |  | 1400 | [5 empty] | 1644.5 | 0.18 |  | 0 | 0
5.2 |  | Fire Extinguisher -ABC Type 4 Kg | Fire Extinguisher | 70000406 | 1 |  |  |  | 2800 | [5 empty] | 2800 | 0.18 |  | 3304 | 3304
5.3 |  | Fire Extinguisher- ABC Type 2Kg. | Fire Extinguisher | 70000405 | 1 | 171 | 1978.7692 |  | 1900 | [5 empty] | 1939.3846 | 0.18 |  | 2288.4738 | 2242
5.4 |  | Fire Extinguisher - ABC Type 6 kg | Fire Extinguisher | 70000403 | 1 | 109 | 3428 |  | 3300 | [5 empty] | 3364 | 0.18 |  | 3969.52 | 3894
5.5 |  | Fire Extinguisher -CO2 4.5 kg | Fire Extinguisher | 70000407 | 1 | 75 | 8720.6 |  | 8300 | [5 empty] | 8510.3 | 0.18 |  | 10042.154 | 9794
5 |  | Total Fire Extinguisher Cost | Fire Extinguisher | [14 empty] | 19604.1478 | 19234
6.1 | Water Cooler | Water Cooler- 20/20 Model | Water Cooler | 70000944 | 1 | 89 | 14287.8333 |  | 14000 | 0 | 0 |  |  |  | 7071.9583 | 0.18 |  | 8344.9108 | 16520
6 |  | Total Water coolerCost | Water Cooler | [14 empty] | 8344.9108 | 16520
7.1 |  | R.O Plant- 50 LPH RO+(ESS/UV) | RO Plant | 70002482 | 1 | 51 | 26941.5385 |  | 16500 | 26000 | 24620 | 38300 |  |  | 26472.3077 | 0.18 |  | 31237.3231 | 31237.3231
7.2 |  | R.O Plant-UV System | RO Plant | 70001391 | 1 | 46 | 5793.8462 |  | 1500 | 1000 | 5880 | 6445 |  |  | 4123.7692 | 0.18 |  | 4866.0477 | 4866.0477
7.3 |  | Bore well 0.5 HP Booster Pump | RO Plant | 70005555 | 1 | 54 | 7700 |  | 7700 | [5 empty] | 7700 | 0.18 |  | 9086 | 9086
7.4 |  | Bore well Sand filter Vessel 10X54 | RO Plant | 70005556 | 1 | 54 | 21000 |  | 21000 | [5 empty] | 21000 | 0.18 |  | 24780 | 24780
7.5 |  | Bore well 20” Big Blue housing with filt | RO Plant | 70005557 | 1 | 54 | 5091 |  | 5091 | [5 empty] | 5091 | 0.18 |  | 6007.38 | 6007.38
7.6 |  | Bore well UV 900 with Pentair | RO Plant | 70005558 | 1 | 54 | 14255 |  | 14255 | [5 empty] | 14255 | 0.18 |  | 16820.9 | 16820.9
7.7 |  | Bore well SRX Scale Inhibitor | RO Plant | 70005559 | 1 | 54 | 5636 |  | 5636 | [5 empty] | 5636 | 0.18 |  | 6650.48 | 6650.48
7.8 |  | SOFTNER UNIT FOR RO PLANT | RO Plant | 70003813 | 1 |  |  |  | 5000 | [5 empty] | 5000 | 0.18 |  | 5900 | 5900
7.9 |  | Piping & Fitting (80 Ft) @ 155 | RO Plant | 3002270 | 1 |  |  |  | 12400 | [5 empty] | 12400 |  |  | 12400 | 12400
7.1 |  | water testing | RO Plant | 3002267 | 1 |  |  |  | 4650 | 5200 |  |  |  |  | 4925 |  | 0 | 4925 | 4925
7.11 |  | RO Pre-filtration Installation | RO Plant | 3000054 | 1 |  |  |  | 7568 | [5 empty] | 7568 | 0.18 |  | 8930.24 | 8930.24
7 |  | Total RO Plant Cost | RO Plant | [14 empty] | 131603.3708 | 131603.3708
8.1 | Music System | HOME THEATER - 5.1 CHANNEL | Music System | 70005440 | 1 | 73 | 7348 |  | 7619 | [5 empty] | 7483.5 | 0.18 |  | 8830.53 | 8830.53
8 |  | Total Music Systum Cost | Music System | [14 empty] | 8830.53 | 8830.53
9.1 | Ovens | Conveyor Oven - PS540 | Ovens | 70000254 | 0 | 8 | 839098 |  |  | 950000 |  |  |  |  | 0 | 0 | 0 | 0 | 0
9.2 |  | Conveyor Oven - PS536 | Ovens | 70000252 | 0 | [9 empty] | 0 | 0 | 0 | 0 | 0
9.3 |  | GAS OVEN-1832 DOUBLE DECK OVEN | Ovens | 70006003 | 1 | 163 | 737256 |  | 737256 | - |  |  |  |  | 737256 | 0.18 |  | 869962.08 | 869962.08
9.4 |  | GAS OVEN-3240G DOUBLE DECK OVEN | Ovens | 70006002 | 1 | 96 | 861182 |  | 861182 | - |  |  |  |  | 861182 | 0.18 |  | 1016194.76 | 1016194.76
9.5 |  | XLT Oven Installation -3240 | Ovens |  | 1 |  |  |  | 65278 | [5 empty] | 65278 | 0.18 |  | 77028.04 | 77028.04
9.6 |  | XLT Oven Installation -1832 | Ovens |  | 1 |  |  |  | 49516 | [5 empty] | 49516 | 0.18 |  | 58428.88 | 58428.88
9 |  | Total Ovens Cost | Ovens | [14 empty] | 2021613.76 | 2021613.76
10.1 | Cold Room & Installation | COLD ROOM 10x10x8 (Green Gas) | Cold Room | 70004722 | 0 | 14 | 127847.7143 | 117587 | 117587 | [5 empty] | 0 | 0.18 |  | 0 | 0
10.2 |  | COLD ROOM 10x8x8 (Green Gas) | Cold Room | 70004723 | 0 | 52 | 107616.1538 | 106510 | 106510 | [5 empty] | 0 | 0.18 |  | 0 | 0
10.3 |  | COLD ROOM 8x6x8 (Green Gas) | Cold Room | 70004726 | 0 | 13 | 80611 | 80611 | 80611 | [5 empty] | 0 | 0.18 |  | 0 | 0
10.4 |  | COLD ROOM 8x8x8 (Green Gas) | Cold Room | 70004727 | 1 | 5 | 98284 | 98284 | 98284 | [5 empty] | 98284 | 0.18 |  | 115975.12 | 115975.12
10.5 |  | COLDROOM Machine 10000 Btu/Hr(Green Gas) | Cold Room | 70004730 | 1 | 24 | 68609.25 | 70000 | 70000 | [5 empty] | 69536.4167 | 0.18 |  | 82052.9717 | 82052.9717
10.6 |  | COLDROOM Machine 15000 Bth/Hr(Green Gas) | Cold Room | 70004731 | 0 | 56 | 76550.5833 | 77750 | 77750 | [5 empty] | 0 | 0.18 |  | 0 | 0
10.7 |  | COLDROOM Machine 20000 Btu/Hr(Green Gas) | Cold Room | 70004732 | 0 | 3 | 120000 | 120000 | 120000 | [5 empty] | 0 | 0.18 |  | 0 | 0
10.8 |  | Reach-in Cooler (4X3) | Cold Room | 70000697 | 0 | 14 | 121928.5714 |  | 92000 | [5 empty] | 0 | 0.18 |  | 0 | 0
10.9 |  | Deep Freezer-500 Ltr | Cold Room | 70000290 | 0 |  |  |  | 0 | [5 empty] | 0 | 0.18 |  | 0 | 0
10.1 |  | Cold Room Installation | Cold Room | 3000036 | 1 |  |  |  | 35000 | [5 empty] | 35000 | 0.18 |  | 41300 | 41300
10 |  | Total Cold Room & Installation Cost | Cold Room | [14 empty] | 239328.0917 | 239328.0917
11.1 | DG & Installation | Genset (DG)-45 KVA | DG & Installation | 70000432 | 1 |  |  |  | 353300 | 356050 |  |  |  |  | 354675 | 0.18 | 30000 | 453916.5 | 453916.5
11.2 |  | Genset (DG)-50 KVA | DG & Installation | 70000434 | 0 |  |  |  | 394769 | 396658 |  |  |  |  | 395713.5 | 0.18 | 30000 | 0 | 0
11.3 |  | GENSET(DG)-40KVA | DG & Installation | 70002842 | 0 |  |  |  | 345362 | 345267 |  |  |  |  | 345314.5 | 0.18 | 30000 | 0 | 0
11.4 |  | Genset (DG) -62.5 KVA | DG & Installation | 70000424 | 0 |  |  |  | 407000 | [5 empty] | 407000 | 0.18 | 30000 | 0 | 0
11.5 |  | DG Installation | DG & Installation | 3000483 | 1 |  |  |  | 204517.4595 | [5 empty] | 204517.4595 | 0.18 |  | 241330.6022 | 241330.6022
11 |  | Total DG & Installation Cost | DG & Installation | [14 empty] | 695247.1022 | 695247.1022
12.1 | AC Units & Installation | AC Unit- 1.0 TR Inverter Hi wall | AC Units | 70002850 | 0 | 16 | 31123.8 | 27656 | 27656 | 32500 |  |  |  |  | 29733.95 | 0.28 |  | 0 | 0
12.2 |  | AC Unit- 1.5 TR Inverter Hi wall | AC Units | 70002851 | 1 | 72 | 34656.8 | 32578 | 32578 | 40500 |  |  |  |  | 35078.2 | 0.28 |  | 44900.096 | 41699.84
12.3 |  | AC Unit- 2.0 TR Inverter Hi wall | AC Units | 70002862 | 2 | 116 | 40923 | 40625 | 40625 | 48000 |  |  |  |  | 42543.25 | 0.28 |  | 108910.72 | 104000
12.4 |  | AC Unit- 2.0 TR Inverter Cassette | AC Units | 70002864 | 2 | 244 | 56833.2727 | 57016 | 57016 | 70890 |  |  |  |  | 60438.8182 | 0.28 |  | 154723.3745 | 145960.96
12.5 |  | AC Unit- 3.0 TR Inverter Cassette | AC Units | 70002865 | 1 | 236 | 80857.9545 | 80625 | 80625 | 91000 |  |  |  |  | 83276.9886 | 0.28 |  | 106594.5455 | 103200
12.6 |  | AC Unit- 4.0 TR Inverter Cassette | AC Units | 70002866 | 0 | 52 | 89047 | 89047 | 89047 | 109000 |  |  |  |  | 94035.25 | 0.28 |  | 0 | 0
12.7 |  | AHU 5000CFM (Low + high) | AC Units |  | 0 |  |  |  | 0 | [5 empty] | 0 |  |  | 0 | 0
12.8 |  | VRF Machine (high side + Low Side) | AC Units |  | 0 |  |  |  | 0 | [5 empty] | 0 | 0.28 |  | 0 | 0
12.9 |  | Air Conditioning Units Installation | AC Units | 3002536 | 6 |  |  |  | 25000 | [5 empty] | 25000 | 0.18 |  | 177000 | 177000
12.1 |  | VRF Machine (high Side) |  |  | 0 |  |  |  | 0 | [5 empty] | 0 | 0.28 |  | 0 | 0
12.11 |  | VRF Machine (Low Side) |  |  | 0 |  |  |  | 0 | [5 empty] | 0 | 0.18 |  | 0 | 0
12 |  | Total AC & Installation Cost | AC Units | [14 empty] | 592128.736 | 571860.8
13.1 | Makeline | Makeline-6 ft | Makeline | 70004852 | 1 | 34 | 174455 |  | 163000 | 170000 | 164000 | 165000 |  |  | 167291 | 0.18 | 14000 | 213923.38 | 213923.38
13 |  | Total Makeline Cost | Makeline | [14 empty] | 213923.38 | 213923.38
15.1 | Exhaust Unit | FRESH AIR UNIT - 2800 CFM | Exhaust Unit | 70000419 | 1 | 32 | 27415.7778 |  | 26500 | 28400 |  |  |  |  | 27438.5926 | 0.18 |  | 32377.5393 | 32377.5393
15.2 |  | EXHAUST UNIT - 3000 CFM (HSN - 8479) | Exhaust Unit | 70003315 | 1 | 43 | 27254.0714 |  | 27557 | 28400 |  |  |  |  | 27737.0238 | 0.18 |  | 32729.6881 | 32729.6881
15.3 |  | EXHAUST UNIT - 3500 CFM (HSN - 8479) | Exhaust Unit | 70003316 | 0 | 11 | 30282.4 |  | 30353 |  | 0 |  |  |  | 20211.8 | 0.18 |  | 0 | 0
15 |  | Total Exhaust Unit Cost | Exhaust Unit | [14 empty] | 65107.2274 | 65107.2274
16.1 | Fly Catcher | Fly Catcher- Glue Pad type | Fly Catcher | 70000418 | 2 | 177 | 8085 |  | 8085 | [5 empty] | 8085 | 0.18 |  | 19080.6 | 19080.6
16 |  | Total Fly Catcher Cost | Fly Catcher | [14 empty] | 19080.6 | 19080.6
17.1 | Hand Dryer | Hand Dryer | Air Curtain | 70000454 | 1 | 169 | 4282.1667 |  | 4400 | 5018 |  |  |  |  | 4566.7222 | 0.18 |  | 5388.7322 | 5388.7322
17 |  | Total Hand Dryer Cost | Hand Dryer | [14 empty] | 5388.7322 | 5388.7322
18.1 | Air Curtain | AIR CURTAIN-3Ft | Air Curtain | 70000052 | 1 | 79 | 9553.9091 |  | 7760 | 10506 |  |  |  |  | 9273.303 | 0.18 |  | 10942.4976 | 10942.4976
18.2 |  | AIR CURTAIN-3.5Ft | Air Curtain | 70000051 | 1 | 28 | 8810.4286 |  | 8350 | 11573 |  |  |  |  | 9577.8095 | 0.18 |  | 11301.8152 | 11301.8152
18.3 |  | AIR CURTAIN-4Ft | Air Curtain | 70000053 | 0 | 68 | 9935.2 |  | 9300 | 12567 |  |  |  |  | 10600.7333 | 0.18 |  | 0 | 0
18.4 |  | AIR CURTAIN-5Ft | Air Curtain | 70000054 | 0 |  |  |  | 11000 | 16330 |  |  |  |  | 13665 | 0.18 |  | 0 | 0
18.5 |  | AIR CURTAIN-6Ft. | Air Curtain | 70000055 | 0 | 87 | 15373.8889 |  | 12300 | 18318 |  |  |  |  | 15330.6296 | 0.18 |  | 0 | 0
18.6 |  | AIR CURTAIN-7 FT | Air Curtain | 70000056 | 0 | 11 | 21382.8 |  | 15900 | 22294 |  |  |  |  | 19858.9333 | 0.18 |  | 0 | 0
18.7 |  | LIMIT SWITCH -MAGNETIC SINGLE FLAP | Air Curtain | 70004268 | 2 | 53 | 500 |  | 500 | 1350 |  |  |  |  | 783.3333 | 0.18 |  | 1848.6667 | 1848.6667
18.8 |  | LIMIT SWITCH -MAGNETIC DOUBLE FLAP | Air Curtain | 70004269 | 0 | 56 | 895 |  | 600 | 1550 |  |  |  |  | 1015 | 0.18 |  | 0 | 0
18 |  | Total Air Curtain Cost | Air Curtain | [14 empty] | 24092.9795 | 24092.9795
19.1 | Tool Kit | Bike Tool Kit | Tool Kit | 70000075 | 1 | 78 | 3931 |  | 3931 | [5 empty] | 3931 | 0.18 |  | 4638.58 | 4638.58
19.2 |  | Tool Kit-Maintainence tool kit | Tool Kit | 70000889 | 1 | 77 | 7353 |  | 7353 | [5 empty] | 7353 | 0.18 | 700 | 9502.54 | 9502.54
19 |  | Total Tool Kit Cost | Tool Kit | [14 empty] | 14141.12 | 14141.12
20.1 | Weighing Scale | Weighing Scale -20 kg | Weighing Scale | 70000953 | 1 | 29 | 5175 |  | 5175 | [5 empty] | 5175 | 0.18 |  | 6106.5 | 6106.5
20 |  | Total Weighing Scale Cost | Weighing Scale | [14 empty] | 6106.5 | 6106.5
21.1 | Visicooler | Visicooler-Upright Chiller 11 cases | Visicooler | 70003769 | 1 | 69 | 19820 |  | 20000 | 18800 |  |  |  |  | 19540 | 0.18 |  | 23057.2 | 23057.2
21 |  | Total Visi Cooler Cost | Visicooler | [14 empty] | 23057.2 | 23057.2
22.1 | MOP Bucket | Maxi Jolly Mop Bucket-Wringer BUCKET | MOP Bucket | 70000558 | 1 | 76 | 5111.2857 |  | 4900 | [5 empty] | 5005.6429 | 0.18 |  | 5906.6586 | 5906.6586
22.2 |  | Maxi Jolly Mop Bucket-Floor Sign | MOP Bucket | 70000557 | 1 | 104 | 429.4615 |  | 225 | [5 empty] | 327.2308 | 0.18 |  | 386.1323 | 386.1323
22.3 |  | Maxi Jolly Mop Bucket-DustPan with Broom | MOP Bucket | 70000556 | 1 | 69 | 638.1 |  | 250 | [5 empty] | 444.05 | 0.18 |  | 523.979 | 523.979
22.4 |  | Maxi Jolly Mop Bucket-Brom,hndle,DustPan | MOP Bucket | 70000555 | 1 | 77 | 263 |  | 575 | [5 empty] | 419 | 0.18 |  | 494.42 | 494.42
22 |  | Total Mop Bucket Cost | MOP Bucket | [14 empty] | 7311.1899 | 7311.1899
23.1 | Microwave | Microwave Oven | Microwave | 70000573 | 1 | 84 | 4565.5 |  | 4492 | [5 empty] | 4528.75 | 0.18 |  | 5343.925 | 5343.925
23 |  | Total Microwave Cost | Microwave | [14 empty] | 5343.925 | 5343.925
24.1 | Servo | SERVO-45 KVA OIL COOL INPUT 340-480V | Servo | 70005860 | 1 | 36 | 74542.7273 |  | 62310 | 74700 | 87000 |  |  |  | 74638.1818 | 0.18 | 4000 | 92793.0545 | 92793.0545
24.2 |  | SERVO-60 KVA OIL COOL INPUT 340-480V | Servo | 70005861 | 0 | 5 | 106072.6667 |  | 78800 | 89200 |  |  |  |  | 91357.5556 | 0.18 | 4000 | 0 | 0
24 |  | Total Servo Stabliser Cost | Servo | [14 empty] | 92793.0545 | 92793.0545
25.1 | Panel & DB | ELECTRICAL/APFC PANEL-WITH EMS FEATURES | Electrical panel | 70004896 | 1 |  |  |  | 111000 | 116000 | 117000 |  |  |  | 114666.6667 | 0.18 | 7000 | 143566.6667 | 143566.6667
25.2 |  | ELECTRICAL MINI PANEL |  | 70007636 | 0 | 18 | 62500 |  | 51000 | 64500 | 66000 |  |  |  | 60500 |  | 7000
25 |  | Total Panel & Switch Boards Cost | Electrical panel | [14 empty] | 143566.6667 | 143566.6667
26.1 | SS Equipment | Aluminium Ladder- 8 FT (HSN 7616) | SS Equipment | 70003611 | 1 | 45 | 4890.7692 |  | 4660 | [5 empty] | 4775.3846 | 0.18 | 600 | 6342.9538 | 6342.9538
26.2 |  | Equipment Knee Opt Sink-MOC SS202/304 | SS Equipment | 70006080 | 1 | 9 | 17439 |  | 17863 | 13256 | 20500 | 17250 |  |  | 17261.6 | 0.18 |  | 20368.688 | 20368.688
26.3 |  | Equipment Elbow Opt Sink-MOC SS202/304 | SS Equipment | 70009412 | 0 | 6 | 13000 |  | 17200 | 13000 | 19700 | 17250 |  |  | 16030 | 0.18 |  | 0 | 0
26.4 |  | Equipment Helmet Rack-SS202 | SS Equipment | 70006101 | 4 | 69 | 2318 |  | 1808 | 1650 | 1510 | 2200 |  |  | 1897.2 | 0.18 |  | 8954.784 | 8954.784
26.5 |  | COMPUTER RACK SHEET TYPE | SS Equipment | 70000243 | 1 | 33 | 3928.1111 |  | 1900 | 2150 | 1653 | 1950 |  |  | 2316.2222 | 0.18 |  | 2733.1422 | 2733.1422
26.6 |  | Equipment Computer Rack-MOC SS202 | SS Equipment | 70006092 | 2 | 44 | 4152.2727 |  | 3500 | 3300 | 3004 | 3200 |  |  | 3431.2545 | 0.18 |  | 8097.7607 | 8097.7607
26.7 |  | PVC Strip Curtain - Cold Room | Cold Room | 70000681 | 1 | 77 | 1755 |  | 1750 | 2300 |  |  |  |  | 1935 | 0.18 |  | 2283.3 | 2283.3
26.8 |  | PALLETS 900 x 900 x 150mm | SS Equipment | 70000624 | 0 | 249 | 2577 |  | 2760 | [5 empty] | 2668.5 | 0.18 |  | 0 | 0
26.9 |  | Equipment Exhaust Hood-3240 | SS Equipment | 70006085 | 0 | 63 | 73917.6 |  | 68000 | 73000 | 75500 | 72500 |  |  | 72583.52 | 0.18 |  | 0 | 0
26.1 |  | Oven hood - Small Oven | SS Equipment | 70000610 | 1 |  | 99500 |  | 99500 | 99500 | 99500 | 99500 |  |  | 99500 | 0.18 |  | 117410 | 117410
26.11 |  | CUT Table-4FT X 3FT | SS Equipment | 70000269 | 0 | 1 | 27650 |  | #N/A | #N/A | #N/A | #N/A |  |  | #N/A | 0.18 |  | 0 | 0
26.12 |  | CUT Table-4 FT X 4 FT | SS Equipment | 70006097 | 0 | 8 | 46381.5 |  | 42570 | 37953 | 43519 | 65000 |  |  | 47084.7 | 0.18 |  | 0 | 0
26.13 |  | Equipment Cut Table-5X4 MOC SS202/304 | SS Equipment | 70006098 | 0 | 65 | 60445.5769 |  | 49500 | 53990 | 49525 | 73000 |  |  | 57292.1154 | 0.18 | 1000 | 0 | 0
26.14 |  | CUT Table-6 FT X 4 FT | SS Equipment | 70006099 | 1 | 3 | 51299 |  | 59000 | 56500 | 55978 | 79000 |  |  | 60355.4 | 0.18 | 0 | 71219.372 | 71219.372
26.15 |  | Equipment SS Storage rack-MOC SS202 | SS Equipment | 70006095 | 3 | 165 | 17025.8636 |  | 14341 | 14300 | 13800 | 19000 |  |  | 15693.3727 | 0.18 | 1000 | 56734.5395 | 56734.5395
26.16 |  | Equipment SS Storage rack-MOC SS304 | SS Equipment | 70007225 | 3 | 119 | 13920.2727 |  | 14000 | 13800 | 0 | 0 |  |  | 8344.0545 | 0.18 | 1000 | 30717.9531 | 30717.9531
26.17 |  | Equipment Slap Table-5ft MOC SS202/304 | SS Equipment | 70006089 | 1 | 44 | 43433.6875 |  | 42000 | 37800 | 41085 | 45000 |  |  | 41863.7375 | 0.18 | 500 | 49989.2103 | 49989.2103
26.18 |  | Equipment Slap Table- 6ft MOC SS202/304 | SS Equipment | 70006090 | 0 | 4 | 50388.25 |  | 45000 | 46500 | 44532 | 48500 |  |  | 46984.05 | 0.18 | 0 | 0 | 0
26.19 |  | Equipment Sauce Table-MOC SS202/304 | SS Equipment | 70006091 | 1 | 41 | 22490.1667 |  | 22988 | 21400 | 20099 | 23500 |  |  | 22095.4333 | 0.18 | 1000 | 27252.6113 | 27252.6113
26.2 |  | Equipment Three Sink-5ft MOC SS202/304 | SS Equipment | 70006082 | 1 | 37 | 39792.75 |  | 38316 | 40651 | 43500 | 35500 |  |  | 39551.95 | 0.18 | 1000 | 47851.301 | 47851.301
26.21 |  | Equipment Overhead Cabinet-5' MOC SS202 | SS Equipment | 70006094 | 1 | 35 | 14285.5556 |  | 14250 | 13940 | 12500 | 15750 |  |  | 14145.1111 | 0.18 | 1000 | 17871.2311 | 17871.2311
26.22 |  | Equipment Router Table-MOC 202/304 | SS Equipment | 70006096 | 1 | 39 | 30251.1429 |  | 35000 | 28325 | 26450 | 25500 |  |  | 29105.2286 | 0.18 | 1000 | 35524.1697 | 35524.1697
26.23 |  | Equipment MS Trolley-SS 75mm Nylon | SS Equipment | 70006102 | 10 | 641 | 4044.2759 |  | 1900 | 1950 | 1722 | 2000 |  |  | 2323.2552 | 0.18 | 500 | 28004.411 | 28004.411
26.24 |  | Equipment Oven Top 540-MOC SS202 | SS Equipment | 70006104 | 0 | 56 | 7357.5 |  | 4000 | 3500 | 3264 | 4800 |  |  | 4584.3 | 0.18 | 0 | 0 | 0
26.25 |  | Equipment Oven Top -XLT 1832 | SS Equipment | 70007117 | 1 | 60 | 2644 |  | 3,400 | 2300 | 2104 | 2750 |  |  | 2449.5 | 0.18 |  | 2890.41 | 2890.41
26.26 |  | Equipment Oven Top -XLT 3240 | SS Equipment | 70007119 | 1 | 60 | 4504 |  | 4400 | 3600 | 3345 | 4500 |  |  | 4069.8 | 0.18 | 0 | 4802.364 | 4802.364
26.27 |  | Equipment Oven Trolly -XLT 3240 | SS Equipment | 70006712 | 1 | 24 | 14600 |  | 15487 | 14500 | 12500 | 14200 |  |  | 14257.4 | 0.18 | 0 | 16823.732 | 16823.732
26.28 |  | Equipment Oven Trolley 540-MOC SS202 | SS Equipment | 70006103 | 0 | 56 | 12587.5 |  | 7700 | 7950 | 7384 | 9500 |  |  | 9024.3 | 0.18 | 0 | 0 | 0
26.29 |  | Equipment Oven Top 536-MOC SS202 | SS Equipment | 70006109 | 0 |  |  |  | #N/A | #N/A | #N/A | #N/A |  |  | #N/A | 0.18 | 0 | 0 | 0
26.3 |  | Equipment MOP Sink-MOC SS202/304 | SS Equipment | 70006083 | 1 | 24 | 14134.8 |  | 13300 | 14950 | 14699 | 13000 |  |  | 14016.76 | 0.18 | 500 | 17129.7768 | 17129.7768
26.31 |  | Cheese Burst Stand-For Totila | SS Equipment | 70007168 | 1 | 48 | 6224.8571 |  | 4974 | 5800 | 6000 | 4300 |  |  | 5459.7714 | 0.18 |  | 6442.5303 | 6442.5303
26.32 |  | Grease Chamber | SS Equipment | 70000441 | 1 | 2 | 31050 |  |  |  | 44500 | 22500 |  | 24000 | 30512.5 | 0.18 |  | 36004.75 | 36004.75
26.33 |  | SS Container 500ml with Lid | SS Equipment | 70009297 | 1 | 270 | 193.3636 |  | 160 | 160 | 160 | 160 |  |  | 166.6727 | 0.18 |  | 196.6738 | 196.6738
26.34 |  | SS Container 1000ml with Lid | SS Equipment | 70009298 | 1 | 270 | 231 |  | 231 | 231 | 231 | 231 |  |  | 231 | 0.18 |  | 272.58 | 272.58
26.35 |  | SS Container 2000ml with Lid | SS Equipment | 70009299 | 1 | 540 | 353 |  | 353 | 353 | 353 | 353 |  |  | 353 | 0.18 |  | 416.54 | 416.54
26.36 |  | SS Container 2500ml with Lid | SS Equipment | 70009300 | 1 | 540 | 438 |  | 438 | 438 | 438 | 438 |  |  | 438 | 0.18 |  | 516.84 | 516.84
26.37 |  | SS Container 5,000ml with Lid | SS Equipment | 70009301 | 1 | 180 | 624 |  | 624 | 624 | 624 | 624 |  |  | 624 | 0.18 |  | 736.32 | 736.32
26.38 |  | SS Container 7,000ml with Lid | SS Equipment | 70009302 | 1 | 270 | 842 |  | 842 | 842 | 842 | 842 |  |  | 842 | 0.18 |  | 993.56 | 993.56
26.39 |  | SS Container 10,000ml with Lid | SS Equipment | 70009303 | 1 | 450 | 914 |  | 914 | 914 | 914 | 914 |  |  | 914 | 0.18 |  | 1078.52 | 1078.52
26.4 |  | PRP Table | SS Equipment | 70008067 | 1 | 38 | 2928.4444 |  | 2500 | 2700 | 2452 | 2200 |  |  | 2556.0889 | 0.18 |  | 3016.1849 | 3016.1849
26.41 |  | Equipment Utensil Drying Rack | SS Equipment | 70007052 | 1 | 32 | 5339.4444 |  | 3820 | 3825 | 3800 | 5200 |  |  | 4396.8889 | 0.18 |  | 5188.3289 | 5188.3289
|  | Total SS Equipments Cost | SS Equipment | [5 empty] | 630475.9936 | [8 empty] | 627864.5385 | 627864.5385
27.1 | LPG Works | LPG Installation | LPG works | 3002630 | 1 |  |  |  | 272593.934 | [5 empty] | 272593.934 | 0.18 |  | 321660.8422 | 321660.8422
27.2 |  | LPG Installation outstation | LPG works | 3002630 | 0 |  |  |  | 15000 | [5 empty] | 15000 | 0.18 |  | 0 | 0
27.3 |  | Additional cost |  |  | 0 |  |  |  | 80000 | [5 empty] | 80000 | 0.18 |  | 0 | 0
|  | TPI |  |  | 0 |  |  |  | 15000 | [5 empty] | 15000 | 0.18 |  | 0 | 0
|  | Fire Supression |  |  | 0 |  |  |  | 224000 | [5 empty] | 224000 | 0.18 |  | 0 | 0
27 |  | Total LPG Installation Cost | LPG works | [14 empty] | 321660.8422 | 321660.8422
28.1 | Waste Bin | WASTE BIN-50 LTR WITH PADDLE GREEN COLOR | Waste Bin | 70004862 | 1 | 71 | 1090 |  | 775 | [5 empty] | 775 | 0.18 |  | 914.5 | 914.5
28.2 |  | WASTE BIN-50 LTR WITH PADDLE BLUE COLOR | Waste Bin | 70004882 | 1 | 67 | 1090 |  | 775 | [5 empty] | 775 | 0.18 |  | 914.5 | 914.5
28 |  | Total Waste Bin Cost | Waste Bin | [14 empty] | 1829 | 1829
29.1 | Transportation | Transpotation cost | Transportation | 3000058 | 1 |  |  |  | 52822 | [5 empty] | 52822 | 0 |  | 52822 | 52822
29.2 |  | Transpotation cost for longer distance | Transportation | 3000058 | 0 |  |  |  | 30000 | [5 empty] | 0 | 0 |  | 0 | 0
29 |  | Total Transportation Cost | Transportation | [14 empty] | 52822 | 52822
30.1 | Waste Water Treatment | ETP & Installation | ETP / OGT | 3000019 | 1 |  |  |  | 102363 | 123000 |  |  |  |  | 112681.5 | 0.18 | 25000 | 162464.17 | 162464.17
30.2 |  | ETP flow meter mandate for J&k | ETP / OGT | 3000019 | 1 |  |  |  | 60000 | 102363 | 183000 |  |  |  | 115121 | 0.18 | 0 | 135842.78 | 135842.78
30.3 |  | OGT Tank & Installation | ETP / OGT | 70002867 | 1 | 21 | 29829.3333 |  | 18000 | 28300 |  |  |  |  | 23150 | 0.18 | 2500 | 30267 | 30267
30 |  | Total Waste Water Treatment Cost | ETP / OGT | [14 empty] | 328573.95 | 328573.95
31.1 | Bikes & Accessories | Bike-100 CC HF Dlx | Bikes | 70003443 | 0 |  |  |  | 58765 | [5 empty] | 58765 | 0.28 |  | 0 | 0
31.2 |  | AMPERE ZEAL CA | Bikes | 70009306 | 6 |  |  |  | 99905 | [5 empty] | 99905 | 0.05 |  | 629401.5 | 629401.5
31.3 |  | E-BIKES REVOLT RV300 | Bikes | 70004385 | 0 |  |  |  | 0 | [5 empty] | 0 | 0.05 |  | 0 | 0
31.4 |  | BAJAJ PULSAR 150 STD. | Bikes | 70006843 | 0 |  |  |  | 105000 | [5 empty] | 105000 | 0.18 |  | 0 | 0
31.5 |  | Sticker for Delivery Pizza Box | Bikes Accessories | 70003386 | 6 | 356 | 24.2143 |  | 125 | [5 empty] | 125 | 0.18 |  | 885 | 885
31.6 |  | Dominos Logo for Bike Pizza Box | Bikes Accessories | 70003387 | 0 | 378 | 87.0769 | 0 | 0 | [5 empty] | 0 | 0.18 |  | 0 | 0
31.7 |  | Bike-Others charges(Registation, Insurance & other) | Bikes | 70001952 | 6 |  |  |  | 20431 | [5 empty] | 20431 | 0 |  | 122586 | 122586
31.8 |  | Pizza Box Stand -Electric bike | Bikes Accessories | 70006800 | 6 | 595 | 1135.8333 |  | 1100 | 1050 |  |  |  |  | 1075 | 0.18 | 350 | 8024 | 8024
31.9 |  | Pizza Box - Small | Bikes Accessories | 70004493 | 6 | 710 | 3209.0909 |  | 3100 | [5 empty] | 3100 |  |  |  | 18600
31.1 |  | Pizza Box Stand-Hero | Bikes Accessories | 70003803 | 0 | 131 | 878.875 |  | 650 | [5 empty] | 650 | 0.18 |  | 0 | 0
31.11 |  | BIKE CHARGING STATION | Bikes Accessories | 70007285 | 1 | 23 | 36374.75 |  | 35000 | 37100 | 37399 |  |  |  | 36468.4375 | 0.18 |  |  | 43032.7562
31 |  | Total Bike Cost | Bikes | [14 empty] | 760896.5 | 822529.2562
32.1 | Signage | Signage Façade | Signage | 3000055 | 1 |  |  |  | 225000 | [5 empty] | 225000 | 0.18 |  | 265500 | 265500
32.2 |  | Internal Signage | Signage |  | 1 |  |  |  | 245000 | [5 empty] | 245000 | 0.18 |  | 289100 | 289100
32.3 |  | Pole | Signage |  | 0 |  |  |  | 50000 | [5 empty] | 50000 | 0.18 |  | 0 | 0
32.4 |  | Installation & Crane charges | Signage |  | 1 |  |  |  | 25000 | [5 empty] | 25000 | 0.18 |  | 29500 | 29500
32.5 |  | Freight | Signage |  | 1 |  |  |  | 18000 | [5 empty] | 18000 | 0.18 |  | 21240 | 21240
32.6 |  | Scaffolding Charges (rate in sqft) | Signage |  | 0 |  |  |  | 20 | [5 empty] | 20 | 0.18 |  | 0 | 0
32.7 |  | Additional Signage | Signage |  | 1 |  |  |  | 0 | [5 empty] | 0 | 0.18 |  | 0 | 0
32 |  | Total Signage Cost | Signage | [14 empty] | 605340 | 605340
33.1 | DMB | Samsung DM32E | DMB | 70005849 | 3 |  |  |  | 32250 | [5 empty] | 32250 | 0.18 |  | 114165 | 114165
33.2 |  | Samsung PMH43 | DMB | 70005847 | 0 |  |  |  | 36100 | [5 empty] | 36100 | 0.28 |  | 0 | 0
33.3 |  | DMB Installation of PMH43 | DMB | 3007828 | 0 |  |  |  | 7180 | [5 empty] | 7180 | 0.18 |  | 0 | 0
33 |  | Total DMB & Installation Cost | DMB | [14 empty] | 114165 | 114165
34.1 | Promo Panel | Samsung UD46 | Promo Panel | 70005848 | 0 |  |  |  | 78900 | [5 empty] | 78900 | 0.28 |  | 0 | 0
34.2 |  | DMB - MEDIA PLAYER | Promo Panel | 70000306 | 0 |  |  |  | 18700 | [5 empty] | 18700 | 0.18 |  | 0 | 0
34.3 |  | Promo PANEL installtion UD46 | Promo Panel | 3007829 | 0 |  |  |  | 12000 | [5 empty] | 12000 | 0.18 |  | 0 | 0
|  | Digitel display |  |  | 0 |  |  |  | 250000 | [5 empty] | 250000 | 0.18 |  | 0 | 0
34 |  | Total Promo Panel & Installation Cost | Promo Panel | [14 empty] | 0 | 0
35.1 | Digital Kiosk | Self Order Taking Kiosk | Kiosk | 70002192 | 0 | 1 | 182310 | [7 empty] | 0 | 0.18 |  | 0 | 0
35 |  | Total Digitel Kiosk Cost | Digital Kiosk | [14 empty] | 0 | 0
36.1 | IT Equipments | COMPUTER-DESKTOP WITHOUT TFT INC KEYBOARD & MOUSE | IT Equipments | 70007601 | 2 | 149 | 34120 |  | 34120 | [5 empty] | 34120 | 0.18 |  | 80523.2 | 80523.2
36.2 |  | Thinclient-Keyboard /Mouse | IT Equipments | 70001645 | 4 | 335 | 15736.3571 |  | 15605 | [5 empty] | 15670.6786 | 0.18 |  | 73965.6029 | 73965.6029
36.3 |  | COMPUTER TFT - 21.5" TFT MONITOR | IT Equipments | 70005868 | 4 | 319 | 4994.6667 |  | 4880 | [5 empty] | 4937.3333 | 0.18 |  | 23304.2133 | 23304.2133
36.4 |  | POS-POSIFLEX 3616 WITH SECOND DISPLAY | IT Equipments | 70009371 | 2 | 133 | 42300 |  | 42300 | [5 empty] | 42300 | 0.18 |  | 99828 | 99828
36.5 |  | POS-POSIFLEX CASH DRAWER | IT Equipments | 70007309 | 2 | 139 | 3800 |  | 3800 | [5 empty] | 3800 | 0.28 |  | 9728 | 9728
36.6 |  | POSBANK - TERMINAL | IT Equipments | 70006361 | 0 | 93 | 8936.3636 |  | 34000 | [5 empty] | 21468.1818 | 0.18
36.7 |  | POSBANK - DISPLAY | IT Equipments | 70006359 | 0 | 89 | 32454.5455 |  | 9500 | [5 empty] | 20977.2727 | 0.18
36.8 |  | POSBANK- CASH DRAWER | IT Equipments | 70007349 | 0 | 92 | 1500 |  | 3800 | [5 empty] | 2650 | 0.18
36.9 |  | POSBANK- CASH DRAWER M/B | IT Equipments | 70007252 | 0 | 92 | 3800 |  | 1500 | [5 empty] | 2650 | 0.18
36.1 |  | Lenevo ST50 Server | IT Equipments | 70005762 | 1 | 9 | 49150 |  | 49150 | [5 empty] | 49150 | 0.18 |  | 57997 | 57997
36.11 |  | Server Lenovo ST50v2 | IT Equipments | 70009330 | 0 | 58 | 49150 |  | 49150 | [5 empty] | 49150 | 0.18
36.12 |  | UPS- 02KVA Online Tower UPS | IT Equipments | 70005832 | 1 | 37 | 27500 |  | 27500 | [5 empty] | 27500 | 0.18 |  | 32450 | 32450
36.13 |  | UPS- 03KVA Online Tower UPS | IT Equipments | 70000898 | 1 | 37 | 28500 |  | 28500 | [5 empty] | 28500 | 0.18 |  | 33630 | 33630
36.14 |  | Printer Thermal-POSIFLEX RP80 3"Ethernet | IT Equipments | 70002549 | 2 | 137 | 8100 |  | 8100 | [5 empty] | 8100 | 0.18 |  | 19116 | 19116
36.15 |  | Printer - KYOCERA Laserjet Printer | IT Equipments | 70007991 | 1 | 74 | 7800 |  | 7800 | [5 empty] | 7800 | 0.18 |  | 9204 | 9204
36.16 |  | IT Rack- 42U Rack with accessories | IT Equipments | 70006700 | 1 | 41 | 26793.3333 |  | 26090 | 26450 |  |  |  |  | 26444.4444 | 0.18 |  | 31204.4444 | 31204.4444
36.17 |  | FORTINET ROUTER 40F | IT Equipments | 70007723 | 1 | 18 | 70900 |  | 70900 | [5 empty] | 70900 |  |  |  | 70900
36.18 |  | IT INSTALLATION | IT Equipments | 3000011 | 1 |  |  |  | 8000 | 8000 | 8800 | 6300 | 8000 | 11700 | 8466.6667 | 0.18 |  | 9990.6667 | 9440
36 |  | Total IT Equipments Cost | IT Equipments | [14 empty] | 480941.1273 | 551290.4606
37.1 | Networking | Networking Material & Installation | Networking | 3000009 | 1 |  |  |  | 57862.3294 | [5 empty] | 57862.3294 | 0.18 |  | 68804.9628 | 68277.5486
37 |  | Total Networking Cost | Networking | [14 empty] | 68804.9628 | 68277.5486
38.1 | CCTV | CCTV - 8 CHANNEL NVR | CCTV | 70001030 | 1 | 56 | 19538.4615 |  | 19800 | [5 empty] | 19800 | 0.18 |  | 23364 | 23364
38.2 |  | CCTV- 2.0MP IPC Dome Camera | CCTV | 70000103 | 0 | [9 empty] | 0 | 0.18 |  | 0 | 0
38.3 |  | CCTV -Cable (CAT 6) | CCTV | 70000115 | 0 | [9 empty] | 0 | 0.18 |  | 0 | 0
38.4 |  | CCTV -Conduit | CCTV | 70000118 | 0 | [9 empty] | 0 | 0.18 |  | 0 | 0
38.5 |  | CCTV -HDD 4TB | CCTV | 70000124 | 1 | 55 | 8450 |  | 8600 | [5 empty] | 8600 | 0.18 |  | 10148 | 10148
38.6 |  | CCTV-16 Channel NVR | CCTV | 70000138 | 0 | 9 | 29800 |  | 29800 | [5 empty] | 0 | 0.18 |  | 0 | 0
38.7 |  | CCTV-Camera | CCTV | 70001302 | 0 | [9 empty] | 0 | 0.18 |  | 0 | 0
38.8 |  | CCTV-HARD DISK 6 TB | CCTV | 70004764 | 0 | 12 | 13500 |  | 13500 | [5 empty] | 0 | 0.18 |  | 0 | 0
38.9 |  | CCTV-IP DOME CAMERA | CCTV | 70003608 | 6 | 543 | 4375.7692 |  | 4600 | [5 empty] | 4487.8846 | 0.18 |  | 31774.2231 | 31774.2231
38.1 |  | CCTV - 4 CHANNEL NVR | CCTV | 70001029 | 0 | 7 | 10916.6667 |  | 11500 | [5 empty] | 0 | 0.18 |  | 0 | 0
38.11 |  | CCTV INSTALLATION | CCTV | 3000003 | 1 |  |  |  | 10000 | [5 empty] | 10000 | 0.18 |  | 11800 | 11800
38 |  | Total CCTV Cost | CCTV | [14 empty] | 77086.2231 | 77086.2231
39.1 | Legal Compliance | Licence and permits | Legal Compliance |  | 1 |  |  |  | 40000 | [5 empty] | 40000 |  |  | 40000 | 40000
39.2 |  | Store Opening Fees | Legal Compliance |  | 1 |  |  |  | 375000 | [5 empty] | 375000 |  |  | 375000 | 375000
39.3 |  | Registration fees | Legal Compliance |  | 1 |  |  |  | 100000 | [5 empty] | 100000 |  |  | 100000 | 100000
39.4 |  | Broker fees | Brokerage Fees | 3002301 | 1 |  |  |  | 196470 | [5 empty] | 196470 | 0.18 |  | 231834.6 | 231834.6
39 |  | Total Legal Compliance Cost | Brokerage Fees | [14 empty] | 746834.6 | 746834.6
|  | GRAND TOTAL | [15 empty] | #REF! | #REF!
| Service | [17 empty] | 5308447.7936
Note on J67: Nitin Srivastava: only for South

## Fire Fighting
Fire Fighting System
|  |  |  | Description of Item | Unit | Qty | Material Rate | Labour Rate | Total Rate | Amount
[7 empty] | (A) | (B)
| A.1.0 |  |  | Water Tank and Pressure Pump for fire figthing System
|  | a | Pump | Supplying, Installation, Testing and Commissioning of Electric Driven Terrace Pump suitable for auto operation and consisting of following: complete in all respect as required. | set |  |  |  |  | 0
Supplying, Installation, Testing and Commissioning of Electric Driven Terrace Pump suitable for auto operation and consisting of following: complete in all respect as required.
Suitable HP squirrel cage induction motor TEFC type suitable for operation on 415 volts ± 10%, 3 phase 50 Hz. AC with IP 55 class of protection for enclosure, horizontal foot mounted type with Class-'F' insulation, confirming to IS:325.
M.S. fabricated Common base frame, flexible coupling, coupling guard, foundation bolts and pressure gauge with butterfly valve etc. Suitable cement concrete foundation duly plastered with anti vibration pads.etc. complete as per manufacturer's design & standards and as per detailed specifications.(including all civil works)
The pump shall include suitable weather proof electrical panal with all type of cables,tray,mcbs etc which ever is required.Take approval of panal design from consultnt/client before installation.
Pump electrical panel automation and integration as per site requirement
Sub Total of A.1.0 | [9 empty] | 0
| A.2.0 |  |  | (PIPING AND ACCESSORIES)
|  | a |  | SLFTC of MS pipes on surface
Supplying, laying, fixing, testing and commissioning of following sizes (NB) of ISI marked heavy class M.S. pipes including cutting, threading, welding etc. and providing all fittings e.g. elbows, reducers, clamps, hangers, flanges, gaskets, nuts, bolts and washers etc. including painting of pipes and fittings with red paint over a coat of ready mixed primer, both of approved quality and shade including cutting holes and chases in brick or RCC walls/slabs and making good the same etc. complete in all respect as required.
|  | a.1 |  | 150mm dia. | Meter |  |  |  |  | 0
|  | a.2 |  | 100mm dia. | Meter |  |  |  |  | 0
|  | a.3 |  | 80mm dia. | Meter |  |  |  |  | 0
|  | a.4 |  | 65mm dia. | Meter |  |  |  |  | 0
|  | a.5 |  | 50mm dia. | Meter |  |  |  |  | 0
|  | a.6 |  | 40mm dia. | Meter |  |  |  |  | 0
|  | a.7 |  | 32mm dia. | Meter |  |  |  |  | 0
|  | a.8 |  | 25mm dia. | Meter |  |  |  |  | 0
|  | b |  | SITC of butterfly valves
Supplying, Installation, Testing and Commissioning of butterfly valves of PN 1.6 rating of following sizes with nitrile seat and stainless steel stem with lever/gear operation and cast iron body in powder coated finish for fire fighting application complete in all respects as required..(Danfoss/Jayhiwa/Zoloto or equivalent)
|  | b.1 |  | 100mm dia | Each |  |  |  |  | 0
|  | b.2 |  | 65mm dia | Each |  |  |  |  | 0
|  | b.3 |  | 80 mm | Each |  |  |  |  | 0
|  | b.4 |  | 50 mm | Each
|  | c |  | SITC of cast iron flanged Non return valves
Supplying, Installation, Testing and Commissioning of cast iron flanged Non return valves of PN 1.6 rating of following sizes conforming to relevant IS specifications and providing and fixing nuts, bolts, washers, gaskets etc. complete as required..(Danfoss/Jayhiwa/Zoloto or equivalent)
|  | c.1 |  | 100mm dia. | Each |  |  |  |  | 0
|  | c.2 |  | 80 mm dia | Each |  |  |  |  | 0
|  | c.3 |  | 65mm dia. | Each |  |  |  |  | 0
|  | d |  | SITC of Brass Ball Valves
Supply, installation, testing and commissioning of forged brass ball valves with brass body nickel coated, brass ball, hard chrome plated, suitable for fire fighting complete in all respects..(Danfoss/Jayhiwa/Zoloto or equivalent)
|  | d.1 |  | 50mm dia. | Each |  |  |  |  | 0
|  | e |  | SITC of Cast iron flanged Y Strainer
Supplying, Installation, Testing and Commissioning of CI body flanged (both ends) type Y strainer with (stainless steel / brass mesh) conforming to relevant IS specifications amended upto date complete including providing and fixing nuts, bolts, washers, gaskets etc. complete as required..(Danfoss/Jayhiwa/Zoloto or equivalent)
|  | e.1 |  | 100 mm dia. | Each |  |  |  |  | 0
|  | f |  | SITC of Pressure Switches
|  |  |  | Supplying, Installation, Testing and Commissioning of pressure switches suitable for operating with fire hydrant systems for working pressure of 14.0 Kg/cm² including electrical control wiring with suitable copper conductor PVC insulated and sheathed control cable upto control panel, connections etc. complete as required..(Danfoss/Jayhiwa/Zoloto or equivalent) | Each |  |  |  |  | 0
|  | g |  | SITC of Pressure gauge
|  |  |  | Supply, installation, testing & commissioning of 100 mm dia Bourden type, Stainless Steel dial type pressure gauge including brass isolation valve and pipe having calibration of 0-16 Kg/cm2.(Hguru or equivalent) | Each |  |  |  |  | 0
|  | h |  | SITC of SS orifice plate
|  |  |  | Supplying, Installation, Testing and Commissioning of Stainless steel orifice plates having 6 mm nominal thickness, upto 200mm outer dia. and internal dia. suitable to reduce pressure to between 3.2 to 3.5 Kg/sq.mm., complete as required..(Danfoss/Jayhiwa/Zoloto or equivalent) | Each |  |  |  |  | 0
|  | i |  | Vibration Bellow
|  | i.1 |  | Supply, Installation, Testing and Commissioning 100% synthetic flax canvas Non-percolating FIRE hose (Type B), I.S.I marked 63mm diax15m long with stainless steel male & female couplings (ISI marked) bound & riveted to hose pipes with copper rivets and copper wire as required..(Danfoss/Jayhiwa/Zoloto or equivalent) | Each
|  | i.2 |  | Supply, installation, testing and commissioning of single headed gun metal ISI marked oblique pattern landing valve Type 'A' with 80mm dia. flanged inlet & 63mm dia instanteous type female outlet complete with A.B.S. plastic cap and chain, twist release type lug and all accessories complete as required..(Danfoss/Jayhiwa/Zoloto or equivalent) | Each
Sub Total of A.2.0 | [9 empty] | 0
| A.3.0 |  |  | (HYDRANT AND HOSES)
SITC Fire hose
|  | a |  | Supply, Installation, Testing and Commissioning 100% synthetic flax canvas Non-percolating FIRE hose (Type B), I.S.I marked 63mm diax15m long with stainless steel male & female couplings (ISI marked) bound & riveted to hose pipes with copper rivets and copper wire as required. | Each |  |  |  |  | 0
SITC Short branch pipe
|  | b |  | Supply, Installation, Testing and Commissioning gun metal 63mm dia. Short Branch Pipe (ISI marked) with 20mm dia nozzle as required. | Each |  |  |  |  | 0
|  |  |  | Branch Pipe SS GUNMETAL | Each |  |  |  |  | 0
SITC Landing Valve
|  | c |  | Supply, installation, testing and commissioning of single headed gun metal ISI marked oblique pattern landing valve Type 'A' with 80mm dia. flanged inlet & 63mm dia instanteous type female outlet complete with A.B.S. plastic cap and chain, twist release type lug and all accessories complete as required. | Each |  |  |  |  | 0
SITC First-Aid-fire Hose reel
|  | d |  | Supply, installation, testing and commissioning of First-Aid-fire Hose reel wall mounting swinging type complete with drum, bracket, 20mm dia. 30M long high pressure hose reel tubing with gunmetal shutoff nozzle conforming to IS: 8090 - 1976. The hose reel shall be as per IS:884-1985. | Each |  |  |  |  | 0
SITC of Fire Man's Axe
|  | e |  | Supplying, Installation, Testing and Commissioning of standard Fire Man's axe with heavy insulated rubber conforming to IS : 926. | Nos. |  |  |  |  | 0
SITC (supply Installation testing and commissioning )of 15mm dia. Quartzoid bulb type sprinkler
|  | f |  | Supplying, Installation, Testing and Commissioning of 15mm dia. Quartzoid bulb type sprinkler with temperature rating at 68°/79°C made out of forged brass and in powder coated finish.
|  | f.1 |  | Pendent/Upright 68° C Chrome Plated | Each |  |  |  |  | 0
|  | f.2 |  | Pendent 141° C Chrome Plated | Each |  |  |  |  | 0
SITC weather proof M.S cabinet size 900 mm x 2100 mm x 600mm
|  | g |  | Supplying, installation, testing and commissioning of weather proof M.S cabinet size 900 mm x 2100 mm x 600mm deep fabricated from 1.6mm thick M.S. sheets and M.S angle 40mmx40mmx6mm complete with glass, locking arrangements. | Each |  |  |  |  | 0
S/F of Vane type Water flow Switch
|  | h |  | Supplying and fixing vane type water flow switch suitable for installation on 50 mm to 150 mm dia line for a service pressure upto 20 kg/sq. cm. of Potter / System sensor /Angus | Each |  |  |  |  | 0
|  | i |  | Providing and fixing flexible connectors consisting of flexible core 1.5 mtr. in lenghth of corrugated stainless steel tubing under the braid, (Braiding to be SS-304, tubing to be SS-304) for minimum working pressure rating of 200 PSI to be installed at connections from branch pipes to pendant sprinklers blow false ceiling as per specification of the manufacturers. | Each |  |  |  |  | 0
|  | j |  | Hydrant Box | Each |  |  |  |  | 0
|  | k |  | Hydrant Valve | Each |  |  |  |  | 0
|  | l |  | Hydrant 2 way | Each |  |  |  |  | 0
Sub Total of A.3.0 | [9 empty] | 0
Grand Total | [9 empty] | 0

## Material Specifications
Dominos - Standard schedule of Materials
SR.NO | Item | Material Code | Materials | Size in MM | Vendor /Code (OPT-01) | Vendor / Code (OPT -02) | Refer dwg no
A | Floor Tiles
1 | Floor Tiles - (Customer Area) | FF01 | Vitrified Tiles | 600 x 600 | Kajaria -Fog Perla / Cool cement/ cool silver (Matt Finish) (Size-600x600)mm | Somany -Ethos grey 600 x 600 mm | Drawing no. -130
2 | Floor Tiles - (Kitchen & Back area) | FF02 | Polished Vitrified Tiles | 600 x 600 | Kajaria-Dessert grey (Approved). Cool gris/cairo gris - (Matt Finish) (Size-600x600)mm |  | Drawing no. -130
2(a) | Floor Tiles - (Kitchen & Back area) | FF02a |  |  | Kajaria- Terrazzo grey (Full Body) (Size-600x600)mm | Johnson Endura- Grey plus/ Coated Grey/ Coated grey plus (Size-300x300)mm -(Subject to POC approval)
3 | Floor Tiles | FF03 | Full bodied Vitrified Tiles | 300X1200(tread); 600X1200 (slab size) | Johnson Endura Stepping Stone -DONAPAULA PLAIN 600x600 | Somany - Largo Stepon Verde 300 x 1200 & Largo Riser Verde 200 x 1200 | Drawing no. -130
4 | Floor Tiles | FF04 | Vitrified Tiles | 130X800 | Kajaria - Shesham Rosewood 130 x 800 mm | Somany - Strio Hector Wood Teak 196x1200 | Drawing no. -130
5 | Floor Tiles | FF05 | Vitrified Tiles | 130X800 | Kajaria -Shesham Nero 130 x 800 mm | Somany - Strio Salis Wood Wange 196x1200 | Drawing no. -130
B | Wall Tiles
1 | Brick Tiles | BK01 | Exterior Grade-Aggregate Material-German Handmade | 12mmX8"X2.5" | Articlad - ACG 795 | Unistone (Zara cotswold) / MCM(Code -A Series Brick 54058) | Booth Seating Area Wall
2 | Brick Tiles | BK02 | Exterior Grade-Aggregate Material-German Handmade | 12mmX8"X2.5" | Articlad -ACG 555 | MCM Clay Tile(Code -K series ,facing brick /052)/Unistone (Dholpur) | Storefront
3 | Kitchen Wall tile | TL01 |  |  | Loft Toupe/fog perla -300x600 Make - Kajaria | Ceramic wall tile (Printed) With customize / Satin white 300x600mm line work Make : -Johnson
4 | Back Wall Tile | TL02 |  |  | Ceramic wall tile white/ Satin white 300x600mm (Plain) Make : -Johnson
C | Counter Cladding Tiles
1 | Tiles |  | Vitrified Tiles | 130X800 | Kajaria -Shesham Oak 130 x 800 mm | Somany - Strio Carrisa Wood Robble 196x1200 | Counter Fascia
2 | Tiles | FF05 | Vitrified Tiles | 130X800 | Kajaria -Shesham Nero 130 x 800 mm | Somany - Strio Salis Wood Wange 196x1200 | Counter & Floor
3 | Tiles |  | Vitrified Tiles | 130X800 | Kajaria - Mahogany 130 x 800 mm | Somany - Strio Rovver wood teak 196x1200 | Counter Fascia
4 | Tiles | FF04 | Vitrified Tiles | 130X800 | Shesham Rosewood 130 x 800 mm | Somany - Strio Hector Wood Teak 196x1200 | Counter & Floor
D | Toilet Tiles
1 | Floor Tile |  | Vetrified Tiles | 300X600 | Kajaria -Fog Perla , Cool cement/ cool silver (Matt Finish) (Size-600x600)mm | Somany -EC sapphire matt 300x300mm | Toilet Detail-770
2 | Wall Tile |  | Vetrified Tiles | 300X600 | Johson- Plain grey 200x300mm/ Johson-Gris 100x300mm/Kajaria-Oslo Marfil 600x300mm | Somany -EC sapphire matt 300x300mm | Toilet Detail-770
3 | Granite |  | Granite stone |  | Jet Black Granite/ Steel grey Granite |  | Toilet Detail-770
E | Corian
1 | Corian Counter |  |  |  | LG ASPEN SNOW - AS 610 | SAMSUNG ASPEN GLOW -AG 636 | REHAU -FROST WHITE 180L
G | Laminates / Veneer
1 | Laminate | LAM 01 | Laminate |  | 14554 RH Hooked Holz Acasia MERINOLAM (Subject to management approval) |  | Generic Drawing
2 | Laminate | LAM 02 | Laminate |  | 21141 Snow White MERINOLAM (Subject to management approval) |  | Generic Drawing
3 | Laminate | LAM 03 |  |  | 5082 LOUSIANA OAK (Subject to management approval)
H | ACP Sheet
1 | ACP sheet for external ceiling |  |  |  | Euro bond- Pure white , code- ER111/ Milky white ER908 (Matt) - Thk 4mm
Alu Décor- Milky white AD202 Matt finish- Thk 4mm
Alstrong-Pure White AL05 Matt finish
I | Paint
| Paint shade | WF 01 | Lustre paint |  | coal mine 8301 Asian Paints
| Paint shade | WF 02 |  |  | Solemn Grey 8302 (Dark Shade) Asain paint
| Paint shade | WFO3 |  |  | Grey Mtter 8304 Light Shade Asain paint
| Texture | WF 02 | Lustre paint |  | Faux Stone Concrete Finish- STC-03 Super Touch Paints ltd
| Metal Paint |  |  |  | Graphite black RAL 9011 Asain Paints (Woodtech spectra)
| Exterior Textured Paint |  | Lustre paint |  | Asain-Fine sand
Spectrum- Grani plast
Grey Mtter 8304 Light Shade
Sl. No. | Product Description | UOM | Qty. per Store | Approved Make | Approved Model No. | Approved Make | Qty per store
1 | 25x25x1500 mm ht. SS Brush finish square handle with lock | Nos. | 2 | Ozone | OGHC-S5(35X1500)SSS | Ozone | 2
2 | Top Pivot Fitting for Glass Door | Nos. | 2 | Ozone | OFS-ACC-TP | Ozone | 2
3 | Floor Spring | Nos. | 2 | Ozone | FS-9400 STD | Ozone | 2
4 | 100 mm wide Double Action SS Hinges | Nos. | 5 | Ozone | OZ-SSBH-SSS | Ozone | 5
5 | Door Closure | Nos. | RO | Dorma | TS 72 |  | RO
6 | Door Handle (22mm Ø x 300mm length) – Single Leaf Flush Door | Nos. | 1 | Dorma | ART No. TGDI30033S | Dorma | 1
7 | Door Lock (for flush doors other than Toilet) | Nos. | RO | Ozone | OZ-NL-22-STD SSS | Ozone | RO
8 | New Chrome Bathroom Vacant –Engaged Indicator Door Lock | Nos. | 1 | DOORCRAFT | SILVER LSTN-10 | Doorcraft | 1
9 | Tower Bolt | Nos. | RO | Ozone | OZ-B-SII | Ozone | RO
I | Adhesives
| (Adhesive) | Make - Jivanjor (Multi-purpose Wood Adhesive for long lasting bonds)
| All Rounder (Synthetic Resin Adhesive) | Make - Jivanjor All Rounder is a ready to use premium quality white adhesive specially formulated to give unmatched bond strength, it is also enriched with special preservatives to prevent any bacterial growth during storage therefore providing it with a prolonged life.
| Termilok (Anti Termite wood Preservative) | (Prevents and kills Termites and Borers instantly,Penetrates deep into the wood Eco- Friendly and easy to apply product)
| Champion Super (Synthetic Rubber Adhesive) | Make - Jivanjor (Champion is a high performance synthetic rubber based adhesive with Solvent based Adhesive Fast curing & drying properties ,Delivers superior bond strength.)

## Fire Make
LIST OF APPROVED MAKES FOR FIRE Alarm
S.NO. | ITEMS | APPROVED LIST
A | FIRE ALARM SYSTEM
1 | SMOKE/HEAT DETECTOR WITH BASES (UL LISTED/ FM APPROVED) | APPOLO / SYSTEM SENSOR / APOLLO / RAVEL/
2 | FIRE ALARM PANEL (UL LISTED/ FM APPROVED) | AGNI / RAVEL
3 | MANUAL CALL POINT / HOOTER / RESPONSE INDICATOR (UL LISTED / FM APPROVED) | Agni or equivalent
4 | CABLE | POLYCAB / FINOLEX / RR KABEEL
5 | FIRE EXTINGUISHERS | MINIMAX / CEASE FIRE
6 | Hood supression system | Ceasefire/Swastik/Anshul