## MAIN SUMMARY
| PIONEER INFRA R0 | PIONEER INFRA R1 | IMPULSE R0 | IMPULSE R1 | FALLOW R0 | FALLOW R1 | VART R0 | VART R1 | LOWEST
Civil & Interior Work | 2348100 | 1928100 | 2822900 | 2595950 | 2334150 | 2251700 | 2441710 | 2152210 | 1928100
FIRE ALARM BOQ | 400300 | 106450 | 151550 | 138550 | 202200 | 117300 | 182920 | 94220 | 94220
Carpentry Work | 2387072.5 | 1395329.5 | 3031930 | 2252742 | 2406722 | 1751154 | 2625954.5 | 2453387 | 1395329.5
Electrical Work | 1940525 | 1385925 | 2624000 | 2183100 | 1988945 | 1626270 | 1317140 | 1261587.5 | 1261587.5
HVAC High Side | 648400 | 454050 | 773200 | 588900 | 874245 | 613855 | 289675 | 287431 | 287431
HVAC Low Side | 502300 | 383495 | 631600 | 626100 | 477192.5 | 433567.5 | 348590 | 342907.5 | 342907.5
Plumbing Work | 303500 | 211100 | 184150 | 184150 | 216200 | 169700 | 406400 | 203050 | 169700
Fire Fighting System | 242325 | 201250 | 167150 | 167150 | 429200 | 296300 | 171325 | 153225 | 153225
| 8772522.5 | 6065699.5 | 10386480 | 8736642 | 8928854.5 | 7259846.5 | 7783714.5 | 6948018 | 5632500.5

## CIVIL
BOQ OF CIVIL WORK FOR CARL'S JR., LUCKNOW AIRPORT, T3 |  |  |  |  | R1 | 2024-01-19
[7 empty] | PIONEER INFRA R0 |  | PIONEER INFRA R1 |  | IMPULSE R0 |  | IMPULSE R1 |  | FALLOW R0 |  | FALLOW R1 |  | VART R0 |  | VART R1 |  | LOWEST
SR.NO. | ITEM | DESCRIPTION | DRAWING NOS. | DIMENSION | UNIT | QTY | Rate | Amount | Rate | Amount | Rate | Amount | Rate | Amount | Rate | Amount | Rate | Amount | Rate | Amount | Rate | Amount | Rate | Amount
GENERAL SITE WORKS
1 | Pest Control at Site | Providing Pest Control & Anti-termite treatment by appointing a specialized agency as per the specifications mentioned by the Bureau of Indian Standard & Agencies specification (Whichever is higher) for General Civil, Plumbing/Drainage & timber/Carpentry works, Gypsum related work including 5 Years guarantee under suitable undertaking on stamp paper etc complete as directed. (Mode of Measurement to be on carpet area of floor & not the area of surface treated). | N.A | N.A | SQ.MT. | 110 | 110 | 12100 | 90 | 9900 | 150 | 16500 | 150 | 16500 | 250 | 27500 | 150 | 16500 | 71 | 7810 | 71 | 7810 | 71 | 7810
2 | Site Barricading | P&F flex board out. Cost to include framework cost, opening for door, flex printing and installation (Digital file provided by client) Sizes as mentioned below. | N.A | N.A | SQ.MT. | 100 | 950 | 95000 | 700 | 70000 | 1560 | 156000 | 1560 | 156000 | 2500 | 250000 | 1250 | 125000 | 2100 | 210000 | 950 | 95000 | 700 | 70000
3 | Loading Unloading | All material Loading, Unloading and Shifting | N.A | N.A | JOB | 1 | 35000 | 35000 | 15000 | 15000 | 25000 | 25000 | 25000 | 25000 | 20000 | 20000 | 20000 | 20000 | 30000 | 30000 | 20000 | 20000 | 15000 | 15000
4 | Wall Chasing | Chasing in existing brick/ siphorex/ concrete wall, up to 200 MM Wide and 75 MM Deep, for installation of A.C. copper pipes/ drain pipes as required and making good of chases with cement plaster/POP ready for application of paint. | N.A | N.A | R.MT. | 10 | 450 | 4500 | 400 | 4000 | 400 | 4000 | 400 | 4000 | 450 | 4500 | 400 | 4000 | 520 | 5200 | 400 | 4000 | 400 | 4000
5 | Wall Punture | Making punctures in existing brick/siphorex/concrete wall block up to 600 MM diameter, for passing A.C. copper pipes/drain pipes as required and making good the same with cement plaster/POP. | N.A | N.A | NOS. | 5 | 1000 | 5000 | 1000 | 5000 | 1200 | 6000 | 1200 | 6000 | 1200 | 6000 | 1000 | 5000 | 1600 | 8000 | 1000 | 5000 | 1000 | 5000
INTERIOR CIVIL WORK
1 | Membrane Waterproofing | P&A Waterproofing on mother slabs & wall till 900 MM height, with membrane water proofing treatment on the mother slab, before doing the treatment mother slab needs to clean properly up to the mark & dust free surface needs to achieve to apply the chemical (proof bond /BASF, Dr. Fixit / Equivalent make) & chemical needs to dry properly. After all there should be a water pond testing to be done for water tightness & rectifications of defects if any. Complete with 10 years performance guarantee with client's satisfaction. Entire process to be done under guideline & supervision of appointed engineering team. | LKO_DSHA_CARL'S JR._D16A_GFC_R0_230928_05
|  | a. Kitchen (BOH) |  | N.A | SQ.MT. | 130 | 1650 | 214500 | 1250 | 162500 | 1560 | 202800 | 1560 | 202800 | 1250 | 162500 | 1250 | 162500 | 2200 | 286000 | 1850 | 240500 | 1250 | 162500
|  | b. FOH Area |  | N.A | SQ.MT. | 55 | 1650 | 90750 | 1100 | 60500 | 1560 | 85800 | 1560 | 85800 | 1100 | 60500 | 1100 | 60500 | 2200 | 121000 | 1850 | 101750 | 1100 | 60500
2 | Siphorex wall | Providing and constructing 100 MM Thk Siphorex block in cement mortar 1:4 of approved make like Aerocon/Siporex etc. Job to include raking out joints, scaffolding, making openings walls, curing etc. in substructure and superstructure to its true line & level in cement mortar proportion as specified in all shapes, size, at all heights, depths, leads & locations etc. complete. The rate shall also include for cleaning of surface, hacking of RCC surface in contact with brickwork, racking of joints, providing, erecting, & dismantling steel scaffolding, curing for 10 days, including 75 MM Thk. R.C.C. stiffener at approximately every 1000 MM Ht. with required M.S. reinforcement bars and Lintels for Doors and wall openings etc. compete as per the drgs., details & specifications. | LKO_DSHA_CARL'S JR._D16A_GFC_R0_230928_04
|  | a. Height upto 4000/ Full Height |  | N.A | SQ.MT. | 150 | 1550 | 232500 | 1200 | 180000 | 3200 | 480000 | 2600 | 390000 |  | 0 | 1250 | 187500 | 1100 | 165000 | 1100 | 165000 | 1100 | 165000
|  | a. Height upto 1050/Bund Wall |  | N.A | SQ.MT. | 7 | 1350 | 9450 | 1350 | 9450 | 3700 | 25900 | 2600 | 18200 |  | 0 | 1250 | 8750 | 1100 | 7700 | 1100 | 7700 | 1100 | 7700
3 | Internal Plaster | P&A of Single Coat backing Plaster of 15-18 MM Thk in CM 1:4 proportion to the walls & others surface including scaffolding, curing the joints, etc. The rates are inclusive of providing chicken mesh of 18 MM gauge & 150 MM width at junction of brick & RCC etc. at the walls, columns, beams etc., seven days water treatment as anti crack of plaster. Complete as per site engineer's instruction. | N.A | N.A | SQ.MT. | 395 | 650 | 256750 | 600 | 237000 | 750 | 296250 | 700 | 276500 | 850 | 335750 | 750 | 296250 | 750 | 296250 | 650 | 256750 | 600 | 237000
4 | KOBA Work | Modiform of Avg. thickness mentioned below After laying of soil pipes, floor traps is completed, the floor of the sunken portion shall be covered with Modiform manually with 15-20 MM wide joints in 20 MM thk. Waterproofing mortar 1:4 (1 cement : 4 coarse sand) in layers upto the full ht. of sunken portion, having top layer of 50 MM thk PCC 1:4 (1 cement : 4 coarse sand) using specialized W.P. chemical, finished smooth / rough with floating coat of neat cement all complete and as per specification.
|  | a. Kitchen raised by 150 MM (yet to be confirmed by MEP consultant) | N.A | N.A | SQ.MT. | 85 | 1600 | 136000 | 1350 | 114750 | 1450 | 123250 | 1450 | 123250 |  | 0 | 1450 | 123250 | 1650 | 140250 | 1450 | 123250 | 1450 | 123250
STONE & TILE WORKS
1 | Flooring (Kitchen) | Providing and laying machine polished approved 25mm thick 600x 600mm Kota stone flooring, stone to be machine cut, machine polished, laid in pattern and sizes as detailed in drawing or as directed by PM, bedded over cement sand mortar of mix ratio of 1:6 (1 cement : 6 sand) including cleaning and preparing the surface for bedding, spreading neat cement slurry by using minimum cement about 2 kg/ sqm prior to bedding and spreading cement paste using minimum cement about 4.5 kg/sqm over bedding, joints to be cleaned and grouted with matching colour approved quality polymer based readymade grout, curing, machine polishing, cleaning, etc. to required line, level, etc. all complete at all depths, height. | LKO_DSHA_CARL'S JR._D16A_GFC_R0_230928_06
Size: 600 x 600 Basic Rate: 55/-
|  | a. Kitchen (BOH) |  | N.A | SQ.MT. | 85 | 1650 | 140250 | 1600 | 136000 | 2300 | 195500 | 2100 | 178500 | 2500 | 212500 | 1950 | 165750 | 1800 | 153000 | 1700 | 144500 | 1600 | 136000
2 | Floor Tiles (FOH Area) | Providing and fixing Tiles of 600 x 600 MM Kajaria/Nitco or eq makewhich includes-approved make of adhesive like bal Endura or equivalent, laying of 38/45 MM Thk cement sand mortar bed in 1:4 proportions below the tiles, finishing of joints in white cement with added color pigments. Rate should be included with sand, cement, spacer, grouting etc. all raw materials to lay the tiles up to the mark. Complete in proper line & level as per architectural drawing & site engineer's instruction & Cleaning of the same as per intructions. | LKO_DSHA_CARL'S JR._D16A_GFC_R0_230928_06
Size: 600 x 600 Basic Rate: 150/-
|  | a. FOH area |  | N.A | SQ.MT. | 30 | 2650 | 79500 | 2500 | 75000 | 3400 | 102000 | 2900 | 87000 | 4500 | 135000 | 3600 | 108000 | 2560 | 76800 | 2560 | 76800 | 2500 | 75000
4 | Kota skirting (Kitchen) | Providing and Fixing of 100 MM high kota for kitchen skirting with bedding of appropriate approved make adhesive & colour joint filler inclusive of making all groove/ chamfering/ rounding/ hole where ever required, in proper line and level in all direction, polishing/ finishing/ cleaning etc. Complete as per detail drawing, specification and as directed by PMC.
|  | a. Kitchen | N.A | N.A | R.MT. | 60 | 550 | 33000 | 400 | 24000 | 400 | 24000 | 400 | 24000 | 1000 | 60000 | 650 | 39000 | 490 | 29400 | 450 | 27000 | 400 | 24000
5 | Metal Skirting (Dining Area) | Providing and Fixing of 150 MM high &1.5mm thk. powder coated Metal Skirting with approved make & colour inclusive of making all groove/ chamfering/ rounding/ hole where ever required, in proper line and level in all direction, polishing/ finishing/ cleaning etc. Complete as per detail drawing, specification and as directed by PMC.
|  | a. FOH Area | N.A | N.A | R.MT. | 20 | 1450 | 29000 | 750 | 15000 | 500 | 10000 | 500 | 10000 | 350 | 7000 | 350 | 7000 | 350 | 7000 | 350 | 7000 | 350 | 7000
6 | Granite Threshold | P&F of Leather Finish granite threshold at the edges of the airport and outlet flooring as per design drawing | LKO_DSHA_CARL'S JR._D16A_GFC_R0_230928_06
150mm wide granite threshold
|  | Basic Rate of granite : 250 per SFT |  | N.A | R.MT. | 12 | 6500 | 78000 | 1050 | 12600 | 3200 | 38400 | 3200 | 38400 | 950 | 11400 | 950 | 11400 | 2250 | 27000 | 1050 | 12600 | 950 | 11400
7 | Sada Wall Tiles (Kitchen) | Providing and fixing Ceramic wall tiles which includes-approved make of adhesive like bal Endura or equivalent, grey cement paste with backing coat of 1:3 cement mortar not less than 12 MM thick as & where ever required, joint filler of approved make and colour, as and where ever required, in proper line and level in all direction, at all height with lead and lift, polishing/ finishing/ cleaning etc as per design, drawing and directed by PMC etc. all complete. (Color - white/ ivory)
Size: 300 x 600 Rate: 45per SQ.FT.
|  | a. Kitchen Wall upto 3700 MM | N.A | N.A | SQ.MT. | 175 | 1450 | 253750 | 1400 | 245000 | 2100 | 367500 | 2000 | 350000 | 2000 | 350000 | 1800 | 315000 | 1700 | 297500 | 1700 | 297500 | 1400 | 245000
8 | SS Corner Guard | P&F of 304 grade 3 MM thick SS Corner guard (30 MM x 30 MM, mat finished as per approved sample) fixing with conceal tile on each corner of the kitchen's wall before cladding of tiles, so that the corner may be protected from the damages. Complete in proper line & level and site engineer's instruction. | N.A | N.A | R.MT. | 50 | 2100 | 105000 | 1100 | 55000 | 500 | 25000 | 500 | 25000 | 750 | 37500 | 650 | 32500 | 650 | 32500 | 600 | 30000 | 500 | 25000
9 | Flooring Protection | Providing & Laying polythene sheet for protecting the surface including cleaning all as detailed in technical specification, drawings and that of approved flooring manufacturer complete etc. to entire satisfaction of the PM. | N.A | N.A | SQ.MT. | 110 | 255 | 28050 | 90 | 9900 | 150 | 16500 | 150 | 16500 | 150 | 16500 | 80 | 8800 | 80 | 8800 | 80 | 8800 | 80 | 8800
10 | Clay Brick Tiles (FOH Area) | Providing and fixing Clay Brick Wall Tiles finishes in app. paint which includes-approved make of adhesive, grey cement paste with backing coat of 1:3 cement mortar not less than 12 MM thick as & where ever required, joint filler of approved make and colour, as and where ever required, in proper line and level in all direction, at all height with lead and lift, polishing/ finishing/ cleaning etc as per design, drawing and directed by PMC etc. all complete. | LKO_DSHA_CARL'S JR._D16A_GFC_R0_230928_20
Rate: 200 per SQ.FT.
|  | Display Walls FOH Area |  | N.A | SQ.MT. | 75 | 3650 | 273750 | 3600 | 270000 | 4500 | 337500 | 4000 | 300000 | 4500 | 337500 | 3800 | 285000 | 3800 | 285000 | 3800 | 285000 | 3600 | 270000
11 | Display wall tiles | Providing and fixing of white ceramic metro wall tiles in suggested pattern as per drawings which includes-approved make of adhesive like bal Endura or equivalent, grey cement paste with backing coat of 1:3 cement mortar not less than 12 MM thick as & where ever required, joint filler of approved make and colour, as and where ever required, in proper line and level in all direction, at all height with lead and lift, polishing/finishing/cleaning etc as per design, drawing and directed by PMC etc. all complete. | LKO_DSHA_CARL'S JR._D16A_GFC_R0_230928_26
Size: 100 x 200 MM, Rate: 150 Per SQ.FT.
|  | TV boxing above POS counter in FOH area |  | N.A | SQ.MT. | 75 | 3150 | 236250 | 2900 | 217500 | 3800 | 285000 | 3500 | 262500 | 4000 | 300000 | 3600 | 270000 | 3300 | 247500 | 3150 | 236250 | 2900 | 217500
|  | GRAND TOTAL | [5 empty] | 2348100 |  | 1928100 |  | 2822900 |  | 2595950 |  | 2334150 |  | 2251700 |  | 2441710 |  | 2152210 |  | 1877460

## FIRE ALARM BOQ
ADDRESSABLE FIRE ALARM BOQ FOR CARL JR @ LUCKNOW
DATE: 17.01.2024
SR.NO | DESCRIPTION | UNIT | TOTAL QTY. | SUPPLY RATE | INSTALLATION RATE | TOTAL RATE | TOTAL AMOUNT IN RS. | SUPPLY RATE | INSTALLATION RATE | TOTAL RATE | TOTAL AMOUNT IN RS. | SUPPLY RATE | INSTALLATION RATE | TOTAL RATE | TOTAL AMOUNT IN RS. | SUPPLY RATE | INSTALLATION RATE | TOTAL RATE | TOTAL AMOUNT IN RS. | SUPPLY RATE | INSTALLATION RATE | TOTAL RATE | TOTAL AMOUNT IN RS. | SUPPLY RATE | INSTALLATION RATE | TOTAL RATE | TOTAL AMOUNT IN RS. | SUPPLY RATE | INSTALLATION RATE | TOTAL RATE | TOTAL AMOUNT IN RS. | SUPPLY RATE | INSTALLATION RATE | TOTAL RATE | TOTAL AMOUNT IN RS. | SUPPLY RATE | INSTALLATION RATE | TOTAL RATE | TOTAL AMOUNT IN RS.
[6 empty] | PIONEER INFRA R0 |  |  |  | PIONEER INFRA R1 |  | IMPULSE R0 |  |  |  | IMPULSE R1 |  |  |  | FALLOW R0 |  |  |  | FALLOW R1 |  |  |  | VART R0 |  |  |  | VART R1 |  |  |  | LOWEST
A | ADDRESSABLE FIRE ALARM SYSTEM - NOTIFIER MAKE
1 | Analog Addressable Fire Alarm Control panel with battery back up for 24 hours normal operation and 15 minutes alarm operation. The control panel, battery charger etc. The panel shall be with 1 loop and expandable upto 2 loop capacity. The Fire Alarm Control Panel shall include a full featured operator interface control and annunciation panel that shall include a backlit 640-character liquid crystal display, individual, color coded system status LEDs, and a QWERTY style alphanumeric keypad for the field programming and control of the fire alarm system. Number of Loops / Fire alarm panels should be worked out based on loop capacity, It shall be selected keeping atlest 20 addresses as spare capacity in each loop. The control panel shall be capable of network expandable upto multiple panels. The panel & all devises should be FM approved and comply UL 864 or equivalent. The enclosure shall also be UL listed or equivalent The quoted rate shall include supply of necessary software and harware for progamming the panel with all necessary licence. Should have the Facility to get integrated with the MAIN FAS Panel of the Building. Electrical main LT panel, (PRO).Connecting to BMS on Bacnet or TCP/IP. | Nos | 1 | 285000 | 15000 | 300000 | 300000 | 32000 | 6500 | 38500 | 38500 | 45000 | 6500 | 51500 | 51500 | 32000 | 6500 | 38500 | 38500 |  |  | 0 | 0 |  |  | 45000 | 45000 | 125000 | 8000 | 133000 | 133000 | 38500 | 6500 | 45000 | 45000 | 32000 | 6500 | 38500 | 38500
i) Each loop with Min. 125 Devices & Detectors modules connection capability of Addressable FACP) 2 Loop Panel.
ii) FACP with all in-built modules & displays.
iii) 240 volts AC power supply, automatic battery charger, 24 volts sealed lead acid batteries sufficient for 24 hours normal working.
iv) Programming & setting up
v) system to be capable of operating the system for 2 hours during an emergency condition including all necessary software for remote programming of fire alarm system through central control station.
3 | Detectors and Devices
3.1 | Supply,Installation,Testing & Commissioning of Analogue Addressable Monitor module having Rotary, decimal addressing system for monitoring the field devices & shall be capable of providing DPDTcontact rated at 24V DC, 2A. | Nos | 1 | 7500 | 800 | 8300 | 8300 | 4500 | 500 | 5000 | 5000 | 4500 | 500 | 5000 | 5000 | 4500 | 500 | 5000 | 5000 |  |  | 7500 | 7500 |  |  | 600 | 600 | 10000 | 1600 | 11600 | 11600 | 10000 | 1100 | 11100 | 11100 | 4500 | 500 | 5000 | 5000
3.2 | Supply,Installation,Testing & Commissioning of Analogue Addressable Relay module having Rotary, decimal addressing system and shall be capable of providing DPDTcontact rated at 24v DC, 2A. | Nos | 1 | 6500 | 800 | 7300 | 7300 | 3800 | 600 | 4400 | 4400 | 3800 | 600 | 4400 | 4400 | 3800 | 600 | 4400 | 4400 |  |  | 8000 | 8000 |  |  | 4800 | 4800 | 4000 | 600 | 4600 | 4600 | 3800 | 600 | 4400 | 4400 | 3800 | 600 | 4400 | 4400
3.3 | Supply,Installation,Testing & Commissioning of wall / ceiling mounted Horn cum Strobe rated at 82 dBA @ 3m for Audible annunciation and 75cd flashing at 1 Hz for visual indication and necessary accessories including back box. | Nos | 2 | 3250 | 750 | 4000 | 8000 | 2200 | 200 | 2400 | 4800 | 5400 | 700 | 6100 | 12200 | 5400 | 700 | 6100 | 12200 |  |  | 14000 | 28000 |  |  | 3500 | 7000 | 680 | 200 | 880 | 1760 | 680 | 200 | 880 | 1760 | 680 | 200 | 880 | 1760
3.5 | Supply,Installation,Testing & Commissioning of above / below ceiling mounted Analogue Addressable Flash scan Type Photoelectric smoke detectors having Rotary, decimal addressing system with standard base, built in isolation function and junction box. The detector shall be capable to address in the range of 1-159. The detector shall be with Visible bi-color LEDs for 360 deg viewing and shall blink green every time the detector is addressed, and illuminate steady red on alarm. | Nos | 4 | 3650 | 800 | 4450 | 17800 | 3250 | 500 | 3750 | 15000 | 4300 | 600 | 4900 | 19600 | 4300 | 600 | 4900 | 19600 |  |  | 7800 | 31200 |  |  | 3600 | 14400 | 1850 | 250 | 2100 | 8400 | 1850 | 250 | 2100 | 8400 | 1850 | 250 | 2100 | 8400
3.6 | Supply,Installation,Testing & Commissioning of above / below ceiling mounted Analogue Addressable Heat / Thermal detectors having Rotary, decimal addressing system with standard base, built in isolation function and junction box. The detector shall be capable to address in the range of 1-159. The detector shall be with Visible bi-color LEDs for 360 deg viewing and shall blink green every time the detector is addressed, and illuminate steady red on alarm. | Nos | 2 | 3400 | 750 | 4150 | 8300 | 2800 | 500 | 3300 | 6600 | 4500 | 600 | 5100 | 10200 | 4500 | 600 | 5100 | 10200 |  |  | 8000 | 16000 |  |  | 3500 | 7000 | 1580 | 250 | 1830 | 3660 | 1580 | 250 | 1830 | 3660 | 1580 | 250 | 1830 | 3660
3.7 | Supply,Installation,Testing & Commissioning of Addressable Break Glass Manual Call Point having Rotary, decimal addressing system and having an integrally mounted addressabla module that monitors and reports contact status. | Nos | 2 | 2800 | 750 | 3550 | 7100 | 2150 | 300 | 2450 | 4900 | 3200 | 500 | 3700 | 7400 | 3200 | 500 | 3700 | 7400 |  |  | 12500 | 25000 |  |  |  | 0 | 1250 | 150 | 1400 | 2800 | 1250 | 150 | 1400 | 2800 | 1250 | 150 | 1400 | 2800
4 | Response indicator. | Nos | 5 | 1250 | 250 | 1500 | 7500 | 950 | 300 | 1250 | 6250 | 1650 | 300 | 1950 | 9750 | 1650 | 300 | 1950 | 9750 |  |  | 6800 | 34000 |  |  | 3200 | 16000 | 600 | 120 | 720 | 3600 | 600 | 120 | 720 | 3600 | 600 | 120 | 720 | 3600
NOTE: FIRE PANEL SHALL BE PROVIDED WITH FACILITY TO INTEGRATE WITH AIRPORT PANEL
5 | CABLES
Supplying, laying, testing and commissioning of 1100V grade FIRE RESISTANCE LOW SMOKE multicore, round type, insulated, sheathed, flexible copper conductor control cables with Including necessary end terminations with copper lugs, junction box, crimping identification tags at each end etc.,) RED COLOUR ONLY (MAKE: RR CABLE)
a | 2 core x 1.5 Sq.mm armoured cable(Un-screened, LSZH armoured) | Mtr | 150 | 145 | 95 | 240 | 36000 | 95 | 45 | 140 | 21000 | 145 | 65 | 210 | 31500 | 145 | 65 | 210 | 31500 |  |  | 350 | 52500 |  |  | 150 | 22500 | 65 | 25 | 90 | 13500 | 65 | 25 | 90 | 13500 | 65 | 25 | 90 | 13500
| TOTAL FOR ADDRESSABLE FIRE ALARM SYSTEM | [5 empty] | 400300 |  |  |  | 106450 |  |  |  | 151550 |  |  |  | 138550 |  |  |  | 202200 |  |  |  | 117300 |  |  |  | 182920 |  |  |  | 94220 |  |  |  | 81620

## CARPENTRY
BOQ OF CIVIL WORK FOR CARL'S JR., LUCKNOW AIRPORT, T3 |  |  |  | R1 | 2024-01-19
SR.NO. | ITEM | DESCRIPTION | DRAWING NOS. | DIMENSION | UNIT | QTY | RATE | AMOUNT | RATE | AMOUNT | RATE | AMOUNT | RATE | AMOUNT | RATE | AMOUNT | RATE | AMOUNT | RATE | AMOUNT | RATE | AMOUNT | RATE | AMOUNT
I. CEILING WORKS
[7 empty] | PIONEER INFRA R0 |  | PIONEER INFRA R1 |  | IMPULSE R0 |  | IMPULSE R1 |  | FALLOW R0 |  | FALLOW R1 |  | VART R0 |  | VART R1 |  | TARGET PRICE
1 | Gypsum Ceiling (Fire rated) | Providing, making and fixing of POP false ceiling as per manufacturer design and drawing including cut-outs for hvac grille, lights etc.at any/ all heights. Rate quoted should be including of vertical drop of any heights, mouldings and size mentioned in drawings with necessary required framing in 450 x 900 MM ultra Gyproc sections, fittings, and fixtures, scaffolding, floor covering, masking tape and cleaning the area all complete as per drawing, design & manufactures specification all complete. Rates do not include painting work. | LKO_DSHA_CARL'S JR._D16A_GFC_R0_230928_07
|  | a. FOH |  | N.A. | SQ.MT. | 40 | 2250 | 90000 | 1800 | 72000 | 2800 | 112000 | 2500 | 100000 | 3850 | 154000 | 2400 | 96000 | 1850 | 74000 | 1850 | 74000 | 1800 | 72000
2 | Metal Grid ceiling | P&F of false ceiling consisting of 20g Aluminium planks made of pre-coated (Top & Bottom) & Size : 600 x 600 MM tiles . False Ceiling with necessary supports, hangers etc. provided to install light fitting, fresh air grill etc. (from Hunter Douglas or Armstrong) | LKO_DSHA_CARL'S JR._D16A_GFC_R0_230928_07
|  | a. Kitchen (BOH) |  | N.A. | SQ.MT. | 65 | 2850 | 185250 | 2750 | 178750 | 4000 | 260000 | 3500 | 227500 | 7200 | 468000 | 3800 | 247000 | 3400 | 221000 | 2850 | 185250 | 2750 | 178750
II. PAINTING WORKS
1 | POP Punning | Providing and applying Plaster of Paris punning of average thickness 12-18 MM to existing wall surfaces in true level and plumb complete as per design and drawing. Cleaning the surface properly with sand paper, filling cracks/holes with plaster of Paris. Applying lambi/ putty (lambi/putty will be of good quality) sand papering the putty work on chamfers, etc. at any / all heights. Rate include cost for making grooves up to 12mm thick if required in horizontal or vertical direction near doors, windows, skirting, floor covering, masking tape and cleaning the area all complete as per drawing, design & manufactures specification. | N.A | N.A | SQ.MT. | 255 | 650 | 165750 | 390 | 99450 | 450 | 114750 | 400 | 102000 | 950 | 242250 | 450 | 114750 | 550 | 140250 | 475 | 121125 | 390 | 99450
2 | Ceiling Paint on Gypsum | Providing & applying three (03) coats of approved Plastic paint on exposed surface on ceiling including scraping, primer , filling with putty etc. complete with final coat no brush mark to be visible after painting colour shade as specified. | N.A | N.A | SQ.MT. | 40 | 700 | 28000 | 450 | 18000 | 450 | 18000 | 450 | 18000 | 650 | 26000 | 550 | 22000 | 485 | 19400 | 450 | 18000 | 450 | 18000
3 | Duct painting | Providing & applying Three (03) coats of powder coat (as per approved shade) on exposed surface on metal duct including removing of old paint, required zink oxide paint etc. complete with final coat no brush mark to be visible after painting colour shade as specified. | N.A | N.A | SQ.MT. | 200 | 650 | 130000 | 300 | 60000 | 300 | 60000 | 300 | 60000 | 450 | 90000 | 350 | 70000 | 3150 | 630000 | 2750 | 550000 | 300 | 60000
4 | Fire Sprinkler paint | Providing & applying Three (03) coats of fire rated paint as per standard on exposed surface on metal including removing of old paint etc. complete with final coat no brush mark to be visible after painting colour shade as specified. | N.A | N.A | SQ.MT. | 5 | 2500 | 12500 | 300 | 1500 | 300 | 1500 | 300 | 1500 | 450 | 2250 | 350 | 1750 | 750 | 3750 | 450 | 2250 | 300 | 1500
III. CARPENTRY WORKS
A. DOORS & WINDOWS
1 | Kitchen Door | Providing & fixing in position of wooden FRD Single Leaf Door made up of 45mm thick fire rated flush door shutter of approved make & thickness, Inner side finished with laminate and outer side with PU polish finish including providing & fixing 700mm X 200mm fire rated glass Vision panel and 12mm thk Wooden lipping all around, including of 2400mm X 300mm SS push plate, including P/F of Door frame made out of CP Teak / Ash wood or equivalent with PU polish finish. Size of the frame approximate 100mm wide X 50mm thick. Applicable hardware's such as s/s handles/ ss push plate, floor spring and any other hardware etc required to complete the related works as per design & detail. door hardware make consider Dorma / Hafele/Ozon /equivalent. Need heavy duty floor spring & one side openable. | LKO_DSHA_CARL'S JR._D16A_GFC_R0_230928_24 | Opening size: 1000 x 2100 MM | NOS | 1 | 42000 | 42000 | 27000 | 27000 | 28000 | 28000 | 28000 | 28000 | 25000 | 25000 | 25000 | 25000 | 55000 | 55000 | 45000 | 45000 | 25000 | 25000
2 | Trap Door | Providing and fixing trap doors for access to the service areas. The trap door shall have an external frame made of 50mm x 50mm in good quality seasoned wood scantling on which the shutter is hinged. Shutter shall be made of 19 mm. fire rated Plywood. The exposed side & Internal side shall be laminate finish. Concealed heavy duty hinges shall be used to mount the shutters and locking shall be provided with Allen key and panel locks. Sufficient number of hinges and locks shall be provided to avoid sagging of the shutter. Key also shall be supplied | N.A | Opening size: 600 x 1200 MM | NOS. | 1 | 13500 | 13500 | 6500 | 6500 | 4000 | 4000 | 4000 | 4000 | 8500 | 8500 | 6000 | 6000 | 10500 | 10500 | 5200 | 5200 | 4000 | 4000
3 | Pick up window | Providing & fixing Single Leaf sliding window of 12mm thk fire rated glass of approved make fixed with 50 x 50 mm powder coated Aluminium frame (cubic section). Applicable hardware's such as s/s conceal handles, sliding channel, door lock, tower bolt any other hardware etc required to complete the related works as per design & detail. door hardware make consider Dorma / Hafele/Ozon /equilient. | LKO_DSHA_CARL'S JR._D16A_GFC_R0_230928_25 | Opening size: 905 X 1200 mm | NOS. | 2 | 18000 | 36000 | 14500 | 29000 | 15600 | 31200 | 15600 | 31200 | 12500 | 25000 | 12500 | 25000 | 13500 | 27000 | 13500 | 27000 | 12500 | 25000
B. COUNTER & BULKHEAD
1 | POS Counter/ Unit | P/F of 900 MM Deep counter/ unit to be made out of 19 MM thk plywood of approved make branded fire rated Ply (Calibrated, IS 303) -- Greenply or Equivalent brand fixed on 40 x 40 MM Aluminium box frame at 600 MM C/C Horiozontaly and verticaly to maintain gap between wall and panel as directed in detail drawing. The counter front appron to be cladded in app. solid surface as per drawing with 150 MM high powder coated MS skirting. | LKO_DSHA_CARL'S JR._D16A_GFC_R0_230928_21
| a. | P/F of 900 MM Deep counter/ unit to be made out of 19 MM thk plywood of approved make branded fire rated Ply (Calibrated, IS 303) - Greenply or Equivalent brand fixed on 40 x 40 MM Aluminium box frame at 600 MM C/C Horiozontaly and verticaly to maintain gap between wall and panel as directed in detail drawing. |  | 4750MM L X 900MM D X 1100MM H | RMT | 4.75 | 55000 | 261250 | 25000 | 118750 | 165000 | 783750 | 95000 | 451250 | 38000 | 180500 | 34000 | 161500 | 16500 | 78375 | 16500 | 78375 | 16500 | 78375
| b. | 12 MM thk corian to be fixed on exisitng counter as directed in detail drawing. |  | Depth: 900 MM | SQ.MT. | 4.27 | 15500 | 66185 | 12100 | 51667 | 17500 | 74725 | 15600 | 66612 | 16500 | 70455 | 14500 | 61915 | 12100 | 51667 | 12100 | 51667 | 12100 | 51667
Corian basic rate: 600 Per SQ.FT.
| c. | Front Apron to be to be cladded with corian as per drawing. Corian basic rate: 600 Per SQ.FT. |  | Height: 1100 MM | SQ.MT. | 5.25 | 16000 | 84000 | 12500 | 65625 | 14500 | 76125 | 12500 | 65625 | 16500 | 86625 | 14500 | 76125 | 12800 | 67200 | 12500 | 65625 | 12500 | 65625
| d. | 35 MM Dia MS foot rail powder coated at the bottom. |  |  | RMT | 4.5 | 3200 | 14400 | 1850 | 8325 | 2400 | 10800 | 1700 | 7650 | 1800 | 8100 | 1800 | 8100 | 1450 | 6525 | 1450 | 6525 | 1450 | 6525
| e. | 150 MM high powder coated MS skirting. |  |  | RMT | 4.75 | 1850 | 8787.5 | 1450 | 6887.5 | 1500 | 7125 | 1200 | 5700 | 3000 | 14250 | 1800 | 8550 | 1450 | 6887.5 | 1200 | 5700 | 1200 | 5700
| f. | Providing & Fixing of POS counter unit with 18mm thick plywood finished with laminate , unit having 2 nos. of drawers with necessary drawer compartment , 4nos. of wooden shelves in side the unit, lower part having 6 nos. of openable shutters provision & unit finished with laminate. Rate inclusive of all necessary hardware fittings - like hinges, draw telescopic channels, cup board lock, decorative antique bolt handle, wire managers, locks etc. (approved & branded make) & necessary cut out for services requirements. |  | 4750MM L X 900MM D X 1100MM H | SQ.MT. | 4.75 | 54000 | 256500 | 25000 | 118750 | 155000 | 736250 | 95000 | 451250 | 34000 | 161500 | 32000 | 152000 | 16500 | 78375 | 16500 | 78375 | 16500 | 78375
2 | Pick up counter | P/F of 200 MM Deep& 25mmthk. counter to be made out of 12 MM thk. plywood of approved make branded firerated Ply (Calibrated, IS 303) -- Greenply or Equivalent brand fixed on wall with 100mm high wooden support finished in PU polish. The counter cladded in app. solid surface as per drawing. | LKO_DSHA_CARL'S JR._D16A_GFC_R0_230928_25 |  | SQ.MT. | 2 | 44000 | 88000 | 22000 | 44000 | 35000 | 70000 | 30000 | 60000 | 15000 | 30000 | 15000 | 30000 | 12500 | 25000 | 12500 | 25000 | 12500 | 25000
3 | Bulkhead | P & F of 40 x 50 MM MS section framework suspended from ceiling having 19 mm thk fire rated plywood boxing cladded with 12mm thk. white ceramic metro tile pattern as per drawing on the front and bottom side. The back side to be finished in 12 mm thk sada white tile. Rate including all necessary hardware fittings to instal , scaffolding, etc. as required on site. Complete as per architectural detail drawing & site engineer's instruction. | LKO_DSHA_CARL'S JR._D16A_GFC_R0_230928_26
| a. | 40 x 50 MM thk MS framework horizontal & vertical member suspended from the ceiling with necessary supports. |  | 4465 MM x 1700 MM | SQ.MT. | 7.6 | 7500 | 57000 | 3500 | 26600 | 8700 | 66120 | 8700 | 66120 | 2527.5 | 19209 | 2527.5 | 19209 | 6500 | 49400 | 30350 | 230660 | 2527.5 | 19209
| b. | Front, bottom & back made out of 19 MM thk. plywood branded fire rated Ply (Calibrated, IS 303) |  | 4465 MM x 1700 MM | SQ.MT. | 7.6 | 6500 | 49400 | 3250 | 24700 | 3500 | 26600 | 3500 | 26600 | 2750 | 20900 | 2750 | 20900 | 6000 | 45600 | 5500 | 41800 | 2750 | 20900
| c. | Plwood boxing to be cladded with 12mm thk. white ceramic metro tile pattern on front and bottom as per drawing (Metro Tile Basic rate: 150 SQ.FT.) |  |  | SQ.MT. | 5.5 | 5500 | 30250 | 3350 | 18425 | 3800 | 20900 | 3800 | 20900 | 4312 | 23716 | 3600 | 19800 | 3350 | 18425 | 3350 | 18425 | 3350 | 18425
| d. | Plwood backside to be cladded with 12 mm thk sada white tile. (Sada Tile Basic rate: 55 SQ.FT.) |  |  | SQ.MT. | 4.9 | 4500 | 22050 | 2250 | 11025 | 1650 | 8085 | 1650 | 8085 | 3080 | 15092 | 1950 | 9555 | 2250 | 11025 | 1650 | 8085 | 1650 | 8085
4 | Bison board/ v- board Panelling | Providing, making and fixing of wall paneling made of 12mm thk branded bison board/ V board paneling on wall including 50 x 100 mm MS framework @ 1000 mm c/c from slab to slab height of 3700mm. framework to be finished with zink oxide and enamel finish with all necessary required framing, approved make adhesive and fasteners, cutting/ chamfering/ groove/rounding wherever required, at all height with lead and lift, finishing, cleaning as per design and drawing etc. all complete. | LKO_DSHA_CARL'S JR._D16A_GFC_R0_230928_04 |  | SQ.MT. | 120 | 3500 | 420000 | 2100 | 252000 | 2450 | 294000 | 2000 | 240000 | 4400 | 528000 | 3600 | 432000 | 5500 | 660000 | 5000 | 600000 | 2000 | 240000
5 | Plywood in ceiling (fire rated) | Providing & fixing plywood ceiling with aluminum or wooden framework to install lighting 300 x 300 mm box with all necessary required framing, approved make adhesive and fasteners, cutting/ chamfering/ groove/rounding wherever required, at all height with lead and lift, finishing, cleaning as per design and drawing etc. all complete. | N.A. |  | UNIT | 30 | 4200 | 126000 | 950 | 28500 | 1500 | 45000 | 1500 | 45000 | 950 | 28500 |  | 0 | 7600 | 228000 | 3550 | 106500 | 0 | 0
IV. MISCELLANEOUS
1 | Geometric wallpaper | P & F of Geometric wallpaper as per approval
|  | Basic rate- 155/Sq Ft |  |  | SQ.MT. | 45 | 3200 | 144000 | 2300 | 103500 | 2800 | 126000 | 2600 | 117000 | 3575 | 160875 | 2800 | 126000 | 1885 | 84825 | 1885 | 84825 | 1885 | 84825
2 | Electrical DB | 20 x 40 aluminium section with aluminium louvered shutter finished with fire retardant paint (2 hrs fire resistant) |  |  | SQ.MT. | 7.5 | 7500 | 56250 | 3250 | 24375 | 7600 | 57000 | 6500 | 48750 | 2400 | 18000 | 2400 | 18000 | 4500 | 33750 | 3200 | 24000 | 2400 | 18000
[8 empty] | 2387072.5 |  | 1395329.5 |  | 3031930 |  | 2252742 |  | 2406722 |  | 1751154 |  | 2625954.5 |  | 2453387 |  | 1204411

## ELE BOQ
CARL JR @ LUCKNOW
ELECTRICAL BOQ
DATE : 23.01.2024
SR. No | DESCRIPTION | TOTAL QTY. | UNIT | UNIT RATE | TOTAL AMOUNT | UNIT RATE | TOTAL AMOUNT | UNIT RATE | TOTAL AMOUNT | UNIT RATE | TOTAL AMOUNT | UNIT RATE | TOTAL AMOUNT | UNIT RATE | TOTAL AMOUNT | UNIT RATE | TOTAL AMOUNT | UNIT RATE | TOTAL AMOUNT | UNIT RATE | TOTAL AMOUNT
|  |  |  | PIONEER INFRA R0 |  | PIONEER INFRA R1 |  | IMPULSE R0 |  | IMPULSE R1 |  | FALLOW R0 |  | FALLOW R1 |  | VART R0 |  | VART R1 |  | TARGET
[5 empty] | 1940525 |  | 1385925 |  | 2624000 |  | 2183100 |  | 1988945 |  | 1626270 |  | 1317140 |  | 1261587.5 |  | 1202530
I | PANEL & SWITCHGEAR
1 | Supply, installation, testing & commissioning of free standing, floor mounting compartmentalized panels fabricated out of CRCA sheet steel sections after carrying out 7 tank cleaning process and duly powder coated using Siemens Grey Shade No. RAL 7032. The frame structure, doors and gland plates shall have 2.0 mm thick sheets and partitions shall be with 1.6 mm thick CRCA sheet. Base channel size 75 x 40 x 6 mm of ISMC shall be provided. The panel shall be dust and vermin proof with neoprene gasket. The doors shall be provided with concealed hinges and with brazing wherever required to avoid deformation and shall be earthed. The bus bar shall be of tinned Copper with epoxy supports and shall be insulated with colour coded heat shrink sleeves. The control wiring min. 2,5 Sq.mm shall be ZHLS type. The Panel shall be provided with CTs, phase indication lamps, meters, relays and all switchgear, etc. as per the SLD. The panel shall be complete in all aspects as per the final approval of the Consultant. All componants for Switchgears shall be L&T/Legrand
a | Providing & installing MAIN LT PANEL as per SLD & Spec.: | 1 | Set | 135000 | 135000 | 124000 | 124000 | 135000 | 135000 | 135000 | 135000 | 124950 | 124950 | 124950 | 124950 | 124950 | 124950 | 124950 | 124950 | 124000 | 124000
100 Amps 4 pole, 25kA MCCB as a Incomer with overload, short circuit & Earth Fault protection, Energy manager with RS485 port for BMS connectivity & 4A with SP MCB with 100/5A-3 Nos., 15VA, CL-1 CT's for metering & of AE make and phase indicating lamps Vaishno make with SPMCB
| Busbar chamber - 1 set, 4 pole 200A Tinned AL. Busbar with necessary | 1 |  | 7500 | 7500 | 7500 | 7500 | 7500 | 7500 | 21000 | 21000 |  | 0 | 7500 | 7500 |  | 0 | 7500 | 7500 | 7500 | 7500
OUTGOINGS:
i. | 32A 4P MCB – 1 Nos.
ii. | 40A 4P MCB – 2 Nos.
iii. | 63A 4P MCB – 5 Nos.
iv. | MPCB suitable for 2.2kW-1 Nos.
v. | MPCB suitable for 2.2kW-1 Nos.
2 | Supply, installation, testing & commissioning of Switchgears.(Standard Product)
b | Supply,Installation,Testing and Commissioning of 32 Amps,4Pole MCB for HVAC Outdoor Isolation all complete with mounting accessories IP 65 | 1 | Nos. | 6500 | 6500 | 3800 | 3800 | 6500 | 6500 | 5600 | 5600 | 2750 | 2750 | 2750 | 2750 | 3250 | 3250 | 3000 | 3000 | 2750 | 2750
d | Supply & installation of DOL starter L&T/Siemens/Legrand for 3 kW load | 2 | Nos. | 6500 | 13000 | 3200 | 6400 | 4500 | 9000 | 4000 | 8000 | 10500 | 21000 | 3500 | 7000 | 2000 | 4000 | 2000 | 4000 | 2000 | 4000
i | Supply & installation of DOL starter as per Type-2 Coordination for 2.2 kW (3.0HP) load with on / off / trip indication Lamp, on off push button, & phase indication Lamp .(For AHU) | 1 | Nos. | 24500 | 24500 | 4500 | 4500 | 4000 | 4000 | 3600 | 3600 | 7500 | 7500 | 7500 | 7500 | 3800 | 3800 | 3600 | 3600 | 3600 | 3600
j | Supply & installation of DOL starter as per Type-2 Coordination for 1.5 kW (2.0HP) pump load with on / off / trip indication Lamp, on off push button, & phase indication Lamp .(For Scrubber) | 1 | Nos. | 8500 | 8500 | 4500 | 4500 | 3600 | 3600 | 3600 | 3600 | 5500 | 5500 | 5200 | 5200 | 3900 | 3900 | 3750 | 3750 | 3600 | 3600
m | 32 amps 4P MCB with 32A 5 Pin Ray Roll Socket complete with all mounting accessories – for Kitchen Legrand make model No. 6078 80 | 3 | Nos. | 3800 | 11400 | 3400 | 10200 | 5600 | 16800 | 5600 | 16800 | 6480 | 19440 | 6000 | 18000 | 3400 | 10200 | 3400 | 10200 | 3400 | 10200
p | 20A Rey roll socket complete with 32 amps DPMCB with 3 pin metal clad socket - Legrand make Model No. 6078 41 | 13 | Nos. | 3400 | 44200 | 2300 | 29900 | 2700 | 35100 | 2700 | 35100 | 5130 | 66690 | 3500 | 45500 | 2450 | 31850 | 2450 | 31850 | 2300 | 29900
q | 5/15A Rey roll socket complete with 15 amps SPMCB with 3 pin metal clad socket - Legrand make Model No. 6078 41 | 22 | Nos. | 3100 | 68200 | 2150 | 47300 | 2500 | 55000 | 2500 | 55000 | 3510 | 77220 | 3200 | 70400 | 2150 | 47300 | 2150 | 47300 | 2150 | 47300
3 | SITC of Standalone Gas leak detector with inbuilt sounder for Kitchen | 3 | Nos. | 5500 | 16500 | 3800 | 11400 | 3500 | 10500 | 3500 | 10500 | 0 | 0 | 0 | 0 | 3400 | 10200 | 3400 | 10200 | 3400 | 10200
| TOTAL FOR MAIN PANEL & SWITCHGEAR |  |  |  | 335300 |  | 249500 |  | 283000 |  | 294200 |  | 325050 |  | 288800 |  | 239450 |  | 246350 |  | 243050
II | INVERTER / UPS | [10 empty] | 0 |  | 0
1 | Supply, Installation, testing and commissioning of 15 KVA UPS System Single Phase I/C & Single Phase O/G complete with 30 Minutes Battery Back-up the required accessories as specified in the drawings & the specifications. | 1 | Nos | 245000 | 245000 | 160000 | 160000 | 375000 | 375000 | 215000 | 215000 | 235950 | 235950 | 235950 | 235950 | 155000 | 155000 | 155000 | 155000 | 155000 | 155000
| TOTAL FOR UPS |  |  |  | 245000 |  | 160000 |  | 375000 |  | 215000 | 0 | 235950 | 0 | 235950 |  | 155000 |  | 155000 |  | 155000
[12 empty] | 0 |  | 0
III' | DISTRIBUTION BOARDS | [10 empty] | 0 |  | 0
| Supply, installation, testing & commissioning of Distribution Boards surface / flush mounted with Double door containing MCB/ELMCB as incomer and SPMCB as outgoing. All MCBs are of 10KA breaking capacity and ELMCBs/RCCB should be of 30mA/100 mA sensivity. The DB shall have appropriate no. of top and bottom knock outs for outgoing circuits and shall be complete with necessary busbars, interconnection terminals and earth studs. All terminations in DB shall be complete with ferulling, dressing and all circuits shall be properly labeled with PVC strip (sticker type) having identification as per the final approval of Consultant. For UPS DB MCB shall be 'D' type and other MCBs shall be 'C' category for lighting and raw power DB LEGRAND/L&T | [10 empty] | 0 |  | 0
[12 empty] | 0 |  | 0
1 | Lighting Distribution Board - LPDB | 1 | Nos. | 34000 | 34000 | 27000 | 27000 | 37600 | 37600 | 35000 | 35000 | 22500 | 22500 | 22500 | 22500 | 31000 | 31000 | 28500 | 28500 | 22500 | 22500
12 WAY TPN DB
I/C- 1 # 63A FP MCB , 16KA
SUB I/C - 3 # 40A DP RCCB 30mA per phase
O/G - 24 # 10/16A SP MCB
3 | Kitchen Power DB - (KPDB1) | 1 | Nos. | 38000 | 38000 | 27000 | 27000 | 37000 | 37000 | 35000 | 35000 | 24500 | 24500 | 24500 | 24500 | 27000 | 27000 | 25500 | 25500 | 24500 | 24500
12 WAY TPN DB
I/C- 1 #63 A FP MCB
SUB I/C- 3#63 DP ELCB 100mA per ph
O/G - 24 # 16/20A SP MCB
4 | UPSDB | 1 | Nos. | 16000 | 16000 | 14000 | 14000 | 41000 | 41000 | 36000 | 36000 | 18550 | 18550 | 18550 | 18550 | 14300 | 14300 | 14300 | 14300 | 14000 | 14000
16 way SPN DB
Incomer: 63A DP RCBO 30mA
Outgoings :10/16 SP MCB, 'D' Type – 10 Nos
| TOTAL FOR DISTRIBUTION BOARDS |  |  |  | 88000 |  | 68000 |  | 115600 |  | 106000 | 0 | 65550 | 0 | 65550 |  | 72300 |  | 68300 |  | 61000
[12 empty] | 0 |  | 0
IV | CABLES & ACCESSORIES | [10 empty] | 0 |  | 0
| Supply & installation of following LT XLPE FRLS cables (FINOLEX/RR KABLE/POLYCAB) rated for 600 / 1100 volts AC as per IS standard 1554 Part 1 with necessary M.S. clamps. All cables shall be properly clamped or tied when run on cable trays. All such cables shall be provided with temporary labelling at every 20 mtrs and ten finally with metal identification tags showing the size and the location from/to the specific Panel/DB at both ends. | [10 empty] | 0 |  | 0
5 | 3.5C x 120 Sq. mm A2XFY - MAIN PANEL | 80 | Mtr. | 1150 | 92000 | 400 | 32000 | 1860 | 148800 | 1560 | 124800 | 850 | 68000 | 850 | 68000 | 240 | 19200 | 240 | 19200 | 240 | 19200
9 | 3.5C x 35 Sq. mm A2XFY | 100 | Mtr. | 650 | 65000 | 350 | 35000 | 1350 | 135000 | 1060 | 106000 | 450 | 45000 | 450 | 45000 | 240 | 24000 | 240 | 24000 | 240 | 24000
10 | 4C x 16 Sq. mm A2XFY - LPDB, KPDB | 50 | Mtr. | 600 | 30000 | 600 | 30000 | 760 | 38000 | 660 | 33000 | 350 | 17500 | 350 | 17500 | 260 | 13000 | 260 | 13000 | 260 | 13000
15 | 4C x 4 Sq. mm 2XFY Cable ( Cu ) Kitchen equipment | 70 | Mtr. | 550 | 38500 | 450 | 31500 | 540 | 37800 | 430 | 30100 | 450 | 31500 | 450 | 31500 | 425 | 29750 | 425 | 29750 | 425 | 29750
17 | 3C x 6sq. mm YWY cable ( Cu ) UPS & UPSDB | 30 | Mtr. | 500 | 15000 | 400 | 12000 | 360 | 10800 | 360 | 10800 | 650 | 19500 | 650 | 19500 | 410 | 12300 | 380 | 11400 | 360 | 10800
18 | 3C x 4sq. mm YWY cable ( Cu ) - AHU | 50 | Mtr. | 500 | 25000 | 400 | 20000 | 350 | 17500 | 280 | 14000 | 350 | 17500 | 350 | 17500 | 410 | 20500 | 350 | 17500 | 280 | 14000
19 | 3C x 2.5 Sq. mm YWY cable ( Cu ) | 80 | Mtr. | 450 | 36000 | 350 | 28000 | 270 | 21600 | 210 | 16800 | 250 | 20000 | 250 | 20000 | 410 | 32800 | 310 | 24800 | 210 | 16800
[12 empty] | 0 |  | 0
B | Termination of following sizes of cables with Single compression cable gland.(COMET/BRAKO) | [10 empty] | 0 |  | 0
[12 empty] | 0 |  | 0
5 | 3.5C x 120 Sq. mm A2XFY - MAIN PANEL | 2 | Nos. | 1400 | 2800 | 1250 | 2500 | 3500 | 7000 | 3500 | 7000 | 3375 | 6750 | 2000 | 4000 | 950 | 1900 | 950 | 1900 | 950 | 1900
9 | 3.5C x 35 Sq. mm A2XFY | 2 | Nos. | 1200 | 2400 | 1150 | 2300 | 3000 | 6000 | 3000 | 6000 | 2025 | 4050 | 1500 | 3000 | 650 | 1300 | 650 | 1300 | 650 | 1300
10 | 4C x 16 Sq. mm A2XFY - LPDB, KPDB | 8 | Nos. | 1100 | 8800 | 850 | 6800 | 1500 | 12000 | 1500 | 12000 | 1350 | 10800 | 950 | 7600 | 600 | 4800 | 600 | 4800 | 600 | 4800
15 | 4C x 4 Sq. mm 2XFY Cable ( Cu ) Kitchen equipment | 8 | Nos. | 900 | 7200 | 750 | 6000 | 1400 | 11200 | 1400 | 11200 | 1350 | 10800 | 950 | 7600 | 550 | 4400 | 550 | 4400 | 550 | 4400
17 | 3C x 6sq. mm YWY cable ( Cu ) UPS & UPSDB | 4 | Nos. | 900 | 3600 | 600 | 2400 | 1300 | 5200 | 1300 | 5200 | 1350 | 5400 | 950 | 3800 | 500 | 2000 | 500 | 2000 | 500 | 2000
18 | 3C x 4sq. mm YWY cable ( Cu ) - AHU | 2 | Nos. | 900 | 1800 | 600 | 1200 | 1200 | 2400 | 1200 | 2400 | 1350 | 2700 | 950 | 1900 | 450 | 900 | 450 | 900 | 450 | 900
19 | 3C x 2.5 Sq. mm YWY cable ( Cu ) | 8 | Nos. | 900 | 7200 | 600 | 4800 | 1200 | 9600 | 1200 | 9600 | 1350 | 10800 | 950 | 7600 | 400 | 3200 | 400 | 3200 | 400 | 3200
[12 empty] | 0 |  | 0
| TOTAL FOR CABLES & ACCESSORIES |  |  |  | 335300 |  | 214500 |  | 462900 |  | 388900 | 0 | 270300 | 0 | 254500 |  | 170050 |  | 158150 |  | 146050
[12 empty] | 0 |  | 0
V | WIRING & ACCESSORIES | [10 empty] | 0 |  | 0
[12 empty] | 0 |  | 0
| Notes : | [10 empty] | 0 |  | 0
[12 empty] | 0 |  | 0
| 1) Rates for point wiring shall include supply & installation of Wires & wiring acccessories such as angle holders/ceiling roses as required. conduits, conduit accessories such as junction boxes, Ts, elbows etc,Switches, sockets & fixtures shall not be included in the point wiring rates. These will be counted & paid separately. | [10 empty] | 0 |  | 0
[12 empty] | 0 |  | 0
| 2) Unless otherwise specified, all wires in point wiring shall be 2.5 sq.mm | [10 empty] | 0 |  | 0
| Stranded copper conductor 1.1 KV grade, I.S.I. marked (P+N+E), | [10 empty] | 0 |  | 0
| LSZH) PVC insulated . | [10 empty] | 0 |  | 0
| Wires shall be colour coded (Red, Yellow and Blue for Phases, | [10 empty] | 0 |  | 0
| Black for Neutral & Green for earth). | [10 empty] | 0 |  | 0
[12 empty] | 0 |  | 0
| 3) Looping of wires shall be in fittings and switch boxes only | [10 empty] | 0 |  | 0
[12 empty] | 0 |  | 0
| 4) Location of switches/sockets/ DBs shown on the drawings shall | [10 empty] | 0 |  | 0
| be confirmed with the Architect/ Consultant/ Project Manager | [10 empty] | 0 |  | 0
| before installation. | [10 empty] | 0 |  | 0
[12 empty] | 0 |  | 0
| 5) All Surface and concealed Conduits shall be rigid GI conduits of | [10 empty] | 0 |  | 0
| size not less than 20 mm dia as per applicable IS. | [10 empty] | 0 |  | 0
[12 empty] | 0 |  | 0
| 6)The Contractor can take more than one circuit in the same conduit | [10 empty] | 0 |  | 0
| provided they are of the same phase. The size of conduit shall be | [10 empty] | 0 |  | 0
| decided according to the number of wires in it as per applicable IS & as | [10 empty] | 0 |  | 0
| specified. | [10 empty] | 0 |  | 0
[12 empty] | 0 |  | 0
| 7) Payments for light fixtures & fans will be made separately as per the | [10 empty] | 0 |  | 0
| items given in 'Light Fixtures & Accessories'. | [10 empty] | 0 |  | 0
[12 empty] | 0 |  | 0
| 8) Type & location of light fixtures shown in the drawings are | [10 empty] | 0 |  | 0
| tentative and subject to revision as per the recommendation of | [10 empty] | 0 |  | 0
| Architect/ Consultant. The quantities (number of points and accessories) | [10 empty] | 0 |  | 0
| of point wiring will be revised as actual installed on account of such | [10 empty] | 0 |  | 0
| revisions in the layouts. | [10 empty] | 0 |  | 0
[12 empty] | 0 |  | 0
| 9) Circuit wiring from DBs to the switch boards or first light point shall | [10 empty] | 0 |  | 0
| Be included as primary points & remaining points of the same looping | [10 empty] | 0 |  | 0
| shall be considered as Secondary points and shall be counted in nos. | [10 empty] | 0 |  | 0
[12 empty] | 0 |  | 0
| 10) Circuit Wiring from DB to Kitchen Power points shall be measured in running meters | [10 empty] | 0 |  | 0
[12 empty] | 0 |  | 0
[12 empty] | 0 |  | 0
1 | Supply, installation, testing & commissioning of point wiring for light points, power points. Point wiring for primary point shall include wiring from Distribution Board upto First point of the circuit and shall be measured in nos. Secondary points shall also be measured in nos and shall include the remaining light points of the circuit controlled from same distribution board where primary points are controlling. The Power points shall be measured in Nos. Cost of GI conduits and accessories shall be included. | [10 empty] | 0 |  | 0
| Averagepoint length of primary&secondaryto be derived by Contractor, fromthe drawing provided AND+/-1MtrMeasured Radially | [10 empty] | 0 |  | 0
a) | Primary Light points controlled by MCB (3R x 2.5 sqmm wire) | 10 | Nos. | 2850 | 28500 | 1800 | 18000 | 5600 | 56000 | 4300 | 43000 | 1850 | 18500 | 1850 | 18500 | 1800 | 18000 | 1800 | 18000 | 1800 | 18000
b) | Secondary Light points looped in the same circuit. (3R x 2.5 sqmm wire) | 15 | Nos. | 1800 | 27000 | 1300 | 19500 | 3400 | 51000 | 3800 | 57000 | 1250 | 18750 | 1250 | 18750 | 1250 | 18750 | 1250 | 18750 | 1250 | 18750
[12 empty] | 0 |  | 0
2 | Supply, installation, testing & commissioning of point wiring for light points, power points. Point wiring for primary point shall include wiring from Switch Board upto First point of the circuit and shall be measured in nos. Secondary points shall also be measured in nos and shall include the remaining light points of the circuit controlled from same switch board where primary points are controlling. The Power points shall be measured in Nos. Cost of FRLS PVC conduits, 6A switch & switch board and accessories shall be included. | [10 empty] | 0 |  | 0
a) | Primary Light points controlled by Switch (3R x 2.5 sqmm wire) | 6 | Nos. | 1800 | 10800 | 1800 | 10800 | 6000 | 36000 | 5000 | 30000 | 1950 | 11700 | 1950 | 11700 | 1800 | 10800 | 1800 | 10800 | 1800 | 10800
b) | Secondary Light points looped in the same circuit. (3R x 2.5 sqmm wire) | 10 | Nos. | 1400 | 14000 | 1300 | 13000 | 3500 | 35000 | 3000 | 30000 | 1350 | 13500 | 1350 | 13500 | 1250 | 12500 | 1250 | 12500 | 1250 | 12500
c) | DB to SB & SB to SB circuit wiring : For Switch Operated Primary point @ SB to SB loop point. Wiring for switch board controlled by MCB already installed in DB by using 3 X 2.5 sq. mm flexible LSZH copper wires in 25mm GI conduits as per IS 9537 part-3 or surface mounted. | 30 | Mtrs | 245 | 7350 | 245 | 7350 | 340 | 10200 | 310 | 9300 | 250 | 7500 | 250 | 7500 | 270 | 8100 | 245 | 7350 | 245 | 7350
[12 empty] | 0 |  | 0
3 | Supply, installation, testing & commissioning of point wiring for Emargency light points, power points. Point wiring for primary point shall include wiring from Distribution Board upto First point of the circuit and shall be measured in nos. Secondary points shall also be measured in nos and shall include the remaining light points of the circuit controlled from same distribution board where primary points are controlling. The Power points shall be measured in Nos. Cost of FRLS PVC conduits and accessories shall be included. | [10 empty] | 0 |  | 0
| Averagepoint length of primary&secondaryto be derived by Contractor, fromthe drawing provided AND+/-1MtrMeasured Radially | [10 empty] | 0 |  | 0
a) | Primary Light points controlled by MCB (3R x 2.5 sqmm wire) | 1 | Nos. | 3200 | 3200 | 2000 | 2000 | 6500 | 6500 | 4500 | 4500 | 1850 | 1850 | 1850 | 1850 | 1850 | 1850 | 1850 | 1850 | 1850 | 1850
b) | Secondary Light points looped in the same circuit. (3R x 2.5 sqmm wire) | 1 | Nos. | 2300 | 2300 | 1400 | 1400 | 4000 | 4000 | 3200 | 3200 | 1350 | 1350 | 1350 | 1350 | 1150 | 1150 | 1150 | 1150 | 1150 | 1150
[12 empty] | 0 |  | 0
5 | Providing point wiring for Raw Power points 1no. 6/16A switch socket outlet on Skirting level to be looped from the nearest point using 2 x 4.0 sq. mm copper conductor wires and minimum 4.0 sq. mm copper conductor PVC insulated green colour earth wire as per approval of Architect / Consultant. (Cost of FRLS PVC Conduit / Floor Raceway and switch sockets are considered elsewhere). ( Wires shall be LSZH type ) Note: Average primary / secondary point length to be derived by Contractor, from the drawing / site provided AND +/- 1 Mtr Measured Radially. | [10 empty] | 0 |  | 0
a) | Primary Point | 30 | Nos. | 3800 | 114000 | 3000 | 90000 | 6000 | 180000 | 4500 | 135000 | 3900 | 117000 | 3000 | 90000 | 3000 | 90000 | 3000 | 90000 | 3000 | 90000
b) | Secondary points | 22 | Nos. | 2600 | 57200 | 1800 | 39600 | 3000 | 66000 | 2500 | 55000 | 3200 | 70400 | 2400 | 52800 | 1700 | 37400 | 1700 | 37400 | 1700 | 37400
[12 empty] | 0 |  | 0
6 | Providing point wiring for Raw Power points 1no. 6A switch socket outlet on Skirting level to be looped from the nearest point using 2 x 2.5 sq. mm copper conductor wires and minimum 2.5 sq. mm copper conductor PVC insulated green colour earth wire as per approval of Architect / Consultant. (Cost of Conduit / Floor Raceway and switch sockets are considered elsewhere). ( Wires shall be FRLS type ) Note: Average primary / secondary point length to be derived by Contractor, from the drawing / site provided AND +/- 1 Mtr Measured Radially. | [10 empty] | 0 |  | 0
a) | Primary Point | 4 | Nos. | 2800 | 11200 | 2500 | 10000 | 5600 | 22400 | 4500 | 18000 | 2550 | 10200 | 2500 | 10000 | 2500 | 10000 | 2500 | 10000 | 2500 | 10000
b) | Secondary points | 8 | Nos. | 2200 | 17600 | 1500 | 12000 | 4300 | 34400 | 3000 | 24000 | 2250 | 18000 | 1800 | 14400 | 1400 | 11200 | 1400 | 11200 | 1400 | 11200
[12 empty] | 0 |  | 0
[12 empty] | 0 |  | 0
8 | Supply and laying of following PVC insulated copper conductor 1100 volt grade stranded flexible LSZH wire in already laid GI conduit concealed or surface mounted making connections where ever required to complete the installation.(For Kitchen and Bar Power Points) Conduit rate shall be paid separately.
a) | 2R x 2.5Sqmm + 1R x 2.5Sqmm Cu. Wires | 180 | Mtr. | 265 | 47700 | 245 | 44100 | 230 | 41400 | 190 | 34200 | 250 | 45000 | 250 | 45000 | 240 | 43200 | 210 | 37800 | 190 | 34200
b) | 3R x 4Sqmm Cu. Wires | 250 | Mtr. | 325 | 81250 | 305 | 76250 | 340 | 85000 | 250 | 62500 | 350 | 87500 | 350 | 87500 | 330 | 82500 | 250 | 62500 | 250 | 62500
c) | 4R x 4Sqmm + 2R x 2.5Sqmm Cu. Wires | 50 | Mtr. | 365 | 18250 | 345 | 17250 | 420 | 21000 | 320 | 16000 | 525 | 26250 | 525 | 26250 | 650 | 32500 | 600 | 30000 | 320 | 16000
d) | 4R x 6Sqmm + 2R x 2.5Sqmm Cu. Wires |  | Mtr. |  | 0 |  | 0 |  | 0 |  | 0 | 625 | 0 | 625 | 0 |  | 0 |  | 0 |  | 0
[12 empty] | 0 |  | 0
9 | Supply & installation of 25 mm dia. GI conduit with pull box / junction box & all accessories for Kitchen & Bar Power wiring as per the requirement | [10 empty] | 0 |  | 0
a | - do - but conduit pipe shall be Rigid type. | 100 | Mtr. | 165 | 16500 | 150 | 15000 | 165 | 16500 | 165 | 16500 | 150 | 15000 | 150 | 15000 | 190 | 19000 | 150 | 15000 | 150 | 15000
b | - do - but flexible conduit pipe | 30 | Mtr. | 95 | 2850 | 95 | 2850 | 175 | 5250 | 175 | 5250 | 125 | 3750 | 90 | 2700 | 90 | 2700 | 90 | 2700 | 90 | 2700
[12 empty] | 0 |  | 0
12 | Supply and installation of GI trunking (SV POWER/ASIAN) with 2 mm thickness & properties/clamps for suspension at appropriate intervals & as per the route approved by Architect/Consultant. (For DATA/CONTROL WIRING/LIGHTING & POWER CIRCUITS / KITCHEN) | [10 empty] | 0 |  | 0
a | 300 x 50 x 2mm | 30 | Mtr. | 1650 | 49500 | 1150 | 34500 | 2300 | 69000 | 2100 | 63000 | 1750 | 52500 | 1500 | 45000 | 1150 | 34500 | 1150 | 34500 | 1150 | 34500
d | 100 x 50 x 2mm | 20 | Mtr. | 1350 | 27000 | 850 | 17000 | 1540 | 30800 | 1150 | 23000 | 1150 | 23000 | 950 | 19000 | 750 | 15000 | 750 | 15000 | 750 | 15000
[12 empty] | 0 |  | 0
15 | Supply, installation, testing & commissioning of flush mounted plate type switch and switch + sockets with hot dipped GI box complete as per the final approval of Architect/Consultant | [10 empty] | 0 |  | 0
a | 6A one way plate type switch | 6 | Nos. | 950 | 5700 | 450 | 2700 | 1200 | 7200 | 900 | 5400 | 650 | 3900 | 650 | 3900 | 195 | 1170 | 195 | 1170 | 195 | 1170
c | 5/15A 5pin switch socket outlet & usb point | 10 | Nos. | 1350 | 13500 | 950 | 9500 | 1000 | 10000 | 800 | 8000 | 1500 | 15000 | 1500 | 15000 | 760 | 7600 | 760 | 7600 | 760 | 7600
f | 3 nos. 5/15A socket controlled by 2no 6A switch+ data+telephone+usb | 3 | Nos. | 1650 | 4950 | 1050 | 3150 | 650 | 1950 | 550 | 1650 | 9000 | 27000 | 9000 | 27000 | 850 | 2550 | 550 | 1650 | 550 | 1650
g | 2 nos. 5/15A socket controlled by 2no 6A switch + data | 15 | Nos. | 1650 | 24750 | 950 | 14250 | 700 | 10500 | 600 | 9000 | 2450 | 36750 | 2450 | 36750 | 790 | 11850 | 600 | 9000 | 600 | 9000
[12 empty] | 0 |  | 0
l | I phase, 2 Nos x 5/15 amp, bakelite socket & switch, housed in Fabricated SS Panel suitable for hanging arrangement for Kitchen equipments. (having Two outlet /6 modular plate) | 1 | Nos. | 1850 | 1850 | 1850 | 1850 | 3500 | 3500 | 3500 | 3500 | 1050 | 1050 | 1050 | 1050 | 1430 | 1430 | 1050 | 1050 | 1050 | 1050
[12 empty] | 0 |  | 0
17 | Supply, installation of temporary lighting & power arrangement for construction purpose of with industrial type switch & sockets/MCB's/ELCB's & lighting fittings as required to finish the work for interior contractor & necessary electrical protections throughout the site for construction work till the handover of site. Contractor shall maintain the saftey rules & regulations as per Airport Security Department. The material shall be taken back by the contractor. | 1 | Job | 35000 | 35000 | 15000 | 15000 | 15000 | 15000 | 15000 | 15000 | 7500 | 7500 | 7500 | 7500 | 15000 | 15000 | 10000 | 10000 | 7500 | 7500
[12 empty] | 0 |  | 0
| TOTAL FOR WIRING & ACCESSORIES |  |  |  | 621950 |  | 477050 |  | 818600 |  | 672000 | 0 | 632950 | 0 | 572000 |  | 488750 |  | 446970 |  | 426870
[12 empty] | 0 |  | 0
VI | LIGHTING FITTINGS | [10 empty] | 0 |  | 0
| Installation, testing & commissioning of the following concealed / surface mounted or suspended light fixtures AS PER FINAL APPROVAL FROM ARCHITECT/CLIENT/CONSULTANT with lamps, ballast & all necessary mounting & supporting accessories. No additional cost shall be paid for supporting. | [10 empty] | 0 |  | 0
[5 empty] | 0 |  | 0 |  | 0 |  | 0 | 0 | 0 | 0 | 0 |  | 0 |  | 0 |  | 0
1 | 600x600mm PANEL LIGHT | 18 | Nos. | 800 | 14400 | 500 | 9000 | 3800 | 68400 | 3500 | 63000 | 2500 | 45000 | 500 | 9000 | 300 | 5400 | 300 | 5400 | 300 | 5400
2 | 1200mm SOFFIT LIGHT | 7 | Nos. | 700 | 4900 | 600 | 4200 | 4500 | 31500 | 3900 | 27300 | 3600 | 25200 | 500 | 3500 | 400 | 2800 | 400 | 2800 | 400 | 2800
3 | DOWNLIGHT | 8 | Nos. | 550 | 4400 | 250 | 2000 | 2600 | 20800 | 2500 | 20000 | 1250 | 10000 | 500 | 4000 | 250 | 2000 | 250 | 2000 | 250 | 2000
4 | 1000MM TRACK LIGHT | 20 | Mtr. | 1250 | 25000 | 400 | 8000 | 7600 | 152000 | 6500 | 130000 | 3600 | 72000 | 500 | 10000 | 400 | 8000 | 400 | 8000 | 400 | 8000
5 | 2000MM TRACK LIGHT | 6 | Mtr. | 1250 | 7500 | 500 | 3000 | 12500 | 75000 | 8500 | 51000 | 6400 | 38400 | 750 | 4500 | 500 | 3000 | 500 | 3000 | 500 | 3000
6 | 1400x2100MM SOFFIT LIGHT | 2 | Nos. | 800 | 1600 | 350 | 700 | 7500 | 15000 | 6500 | 13000 | 4500 | 9000 | 500 | 1000 | 350 | 700 | 350 | 700 | 350 | 700
7 | LED STRIP LIGHT | 35 | Mtr. | 125 | 4375 | 125 | 4375 | 650 | 22750 | 550 | 19250 | 850 | 29750 | 125 | 4375 | 150 | 5250 | 125 | 4375 | 125 | 4375
[12 empty] | 0 |  | 0
| TOTAL FOR LIGHTING FIXTURES |  |  |  | 62175 |  | 31275 |  | 385450 |  | 323550 | 0 | 229350 | 0 | 36375 |  | 27150 |  | 26275 |  | 26275
[12 empty] | 0 |  | 0
VII | EARTHING | [10 empty] | 0 |  | 0
3 | Supply & erection of G.I. strip of 25 x 3 mm used for earthing on wall, cable trays with necessary clamps fixed on wall painted with bituminous paint in an approved manner. | 60 | Mtr. | 455 | 27300 | 250 | 15000 | 180 | 10800 | 180 | 10800 | 533.25 | 31995 | 250 | 15000 | 270 | 16200 | 180 | 10800 | 180 | 10800
4 | 1 no. 4 sq. mm YY cable in 25mm GI conduit for earthing FOR NETWORK RACK | 20 | Mtr. | 265 | 5300 | 135 | 2700 | 180 | 3600 | 180 | 3600 | 101.25 | 2025 | 101.25 | 2025 | 180 | 3600 | 101.25 | 2025 | 101.25 | 2025
5 | Supplying & erecting bare copper conductor of 8 swg for earthing purpose | 60 | Mtr. | 95 | 5700 | 95 | 5700 | 230 | 13800 | 230 | 13800 | 175.5 | 10530 | 95 | 5700 | 130 | 7800 | 95 | 5700 | 95 | 5700
| TOTAL FOR EARTHING |  |  |  | 38300 |  | 23400 |  | 28200 |  | 28200 | 0 | 44550 | 0 | 22725 |  | 27600 |  | 18525 |  | 18525
[12 empty] | 0 |  | 0
VIII | MISCELLANEOUS | [10 empty] | 0 |  | 0
4 | Supply & laying of Rubber Mats, CPRI tested conforming to standards like BS 921, ASTM-D 178 & IEC 479 for different operatng voltage ratings as below. | [10 empty] | 0 |  | 0
| Supply of 2M x 1M Rubber mat suitable for operatng voltage upto 1.1 KV | 1 | Set | 4500 | 4500 | 3200 | 3200 | 4000 | 4000 | 4000 | 4000 | 2200 | 2200 | 2200 | 2200 | 3200 | 3200 | 2700 | 2700 | 2200 | 2200
[12 empty] | 0 |  | 0
5 | Supply & fixing of approved shock treatment chart written in English and in local Language. The chart shall be framed in Teakwood and covered with glass. | 1 | Nos. | 1650 | 1650 | 1200 | 1200 | 1500 | 1500 | 1500 | 1500 | 5500 | 5500 | 5500 | 5500 | 600 | 600 | 600 | 600 | 600 | 600
[12 empty] | 0 |  | 0
[12 empty] | 0 |  | 0
7 | Supply & fixing of the best quality LT Danger Boards(415V) for of approved shape and size as specified by the local electrical authorities written in English, and local Language | 1 | Nos. | 1650 | 1650 | 1200 | 1200 | 2500 | 2500 | 2500 | 2500 | 2500 | 2500 | 2500 | 2500 | 550 | 550 | 550 | 550 | 550 | 550
[12 empty] | 0 |  | 0
8 | Supply & handed over to client of First Aid Box | 1 | Set | 2250 | 2250 | 1550 | 1550 | 650 | 650 | 650 | 650 | 1500 | 1500 | 1500 | 1500 | 2000 | 2000 | 2000 | 2000 | 650 | 650
[12 empty] | 0 |  | 0
9 | SITC of Emergency Exit signage (battery operated) approval by client / architect / consultant. Make: Prolite or Equivalent | 2 | Nos. | 3850 | 7700 | 2550 | 5100 | 1500 | 3000 | 1500 | 3000 | 3500 | 7000 | 3500 | 7000 | 1550 | 3100 | 1500 | 3000 | 1500 | 3000
[12 empty] | 0 |  | 0
| TOTAL FOR MISELANIOUS |  |  |  | 17750 |  | 12250 |  | 11650 |  | 11650 | 0 | 18700 | 0 | 18700 |  | 9450 |  | 8850 |  | 7000
[12 empty] | 0 |  | 0
IX | LOW VOLTAGE SYSTEM | [10 empty] | 0 |  | 0
[12 empty] | 0 |  | 0
A | DATA AND TELEPHONE SYSTEM | [10 empty] | 0 |  | 0
[12 empty] | 0 |  | 0
1 | Supply & Installation of 25mm.dia. GI conduit with pull box/ junction box & all accessories for DATA /VOICE/WIFI wiring as per the requirement. | 300 | Mtr. | 145 | 43500 | 145 | 43500 | 165 | 49500 | 165 | 49500 | 179.55 | 53865 | 150 | 45000 | 185 | 55500 | 175 | 52500 | 145 | 43500
[12 empty] | 0 |  | 0
2 | Providing DATA wiring inside 25mm dia GI conduit from each Data outlet to ICT CP Point by using Indoor Type CAT6A, | 300 | Mtr. | 125 | 37500 | 110 | 33000 | 85 | 25500 | 85 | 25500 | 74.25 | 22275 | 72 | 21600 | 95 | 28500 | 90 | 27000 | 72 | 21600
[12 empty] | 0 |  | 0
3 | Supply & Installation of Internet Jack Unit RJ-45 suitable for CAT6A | 23 | Nos. | 1050 | 24150 | 950 | 21850 | 1500 | 34500 | 1500 | 34500 | 742.5 | 17077.5 | 650 | 14950 | 420 | 9660 | 420 | 9660 | 420 | 9660
[12 empty] | 0 |  | 0
4 | Supply & Installation of make Cat 6A, UTP Patch Cords, with snagless boots, color matched, Blue, 3 Feet | 24 | Nos. | 750 | 18000 | 550 | 13200 | 450 | 10800 | 450 | 10800 | 1080 | 25920 | 450 | 10800 | 420 | 10080 | 420 | 10080 | 420 | 10080
[12 empty] | 0 |  | 0
5 | Supply & Installation of make Cat 6A, UTP Patch Cords, with snagless boots, color matched, Blue, 7 Feet | 4 | Nos. | 1050 | 4200 | 650 | 2600 | 650 | 2600 | 650 | 2600 | 1721.25 | 6885 | 650 | 2600 | 625 | 2500 | 625 | 2500 | 625 | 2500
[12 empty] | 0 |  | 0
6 | Supply & laying indoors multi-pair 0.5mm dia copper PVC insulated and sheathed, armoured telephone cables on walls, ceiling, cable trays, trunking complete with clamps, cable markers etc. from MDF to the various tag blocks as specified | [10 empty] | 0 |  | 0
a | 10 pair cable armoured | 60 | Mtr. | 650 | 39000 | 145 | 8700 | 120 | 7200 | 120 | 7200 | 263.25 | 15795 | 200 | 12000 | 300 | 18000 | 120 | 7200 | 120 | 7200
[12 empty] | 0 |  | 0
7 | Supply & installation of telephone tag block with KRONE terminal connectors, G.I.J.B as specified & com-plete with all interconnections and jumper connections bet-ween the two tag blocks on all floors as shown on drgs. | [10 empty] | 0 |  | 0
c | 10 pair tel. tag block | 3 | Nos. | 2550 | 7650 | 1450 | 4350 | 4500 | 13500 | 4500 | 13500 | 742.5 | 2227.5 | 740 | 2220 | 1050 | 3150 | 742.5 | 2227.5 | 740 | 2220
[12 empty] | 0 |  | 0 |  | 0 |  | 0 |  | 0
8 | Supply & Laying of 2x2.5 Sq.mm FRLS Speaker Cable. The cost of conduit shall be paid separately. | 100 | Mtr | 145 | 14500 | 145 | 14500 |  | 0 |  | 0 | 150 | 15000 | 150 | 15000 |  | 0 | 145 | 14500 | 145 | 14500
9 | Supply & Laying of 25mm dia. GI Conduit | 50 | Mtr | 165 | 8250 | 165 | 8250 |  | 0 |  | 0 | 150 | 7500 | 150 | 7500 |  | 0 | 150 | 7500 | 150 | 7500
| TOTAL FOR DATA AND TELEPHONE SYSTEM |  |  |  | 196750 |  | 149950 |  | 143600 |  | 143600 |  | 166545 |  | 131670 |  | 127390 |  | 133167.5 |  | 118760

## HVAC - HI SIDE
#REF!
HVAC BOQ
Sr. No. | Description Items | Unit | Qty | Supply Rate | Installation Rate | Total Amount | Supply Rate | Installation Rate | Total Amount | Supply Rate | Installation Rate | Total Amount | Supply Rate | Installation Rate | Total Amount | Supply Rate | Installation Rate | Total Amount | Supply Rate | Installation Rate | Total Amount | Supply Rate | Installation Rate | Total Amount | Supply Rate | Installation Rate | Total Amount | Supply Rate | Installation Rate | Total Amount
Sr.No. | Item Description
Note: | Prices shall be based on supply, installation, testing & commissioning (SITC) at site including all taxes, duties, transportation & insurance etc. |  |  |  | PIONEER INFRA R0 |  |  | PIONEER INFRA R1 |  |  | IMPULSE R0 |  |  | IMPULSE R1 |  |  | FALLOW R0 |  |  | FALLOW R1 |  |  | VART R0 |  |  | VART R1 |  | TARGET
[6 empty] | 648400 |  |  | 454050 |  |  | 773200 |  |  | 588900 |  |  | 874245 |  |  | 613855 |  |  | 289675 |  |  | 287431 |  |  | 278403
1 | CHILLED WATER TYPE CEILING SUSPENDED AHU (AIR HANDLING UNIT) :
1.1 | CEILING SUSPENDED AHU :
Supply and assembly of Ceiling Suspended Double skin cabinet type AHU Integrated (Air handling units) of following specifications:
Frame Structure: It shall consist of 48mm Extruded Aluminium with thermal break profile.
Panel: 45mm +/- 2mm thick double skin sandwich panels with rockwool insulation of density 64 kg/m3 or PUF insulation of 48 kg/m3 , The sheet thickness shall be minimum 0.6 mm for the outer skin precoated and 0.8 mm thickness for the inner skin of plain GI.
Filtration Section: It shall be provided with single stage washable type of prefilter 'MERV 8' first stage which shall be placed before coil section.
Coil Section: Chilled water coil Multi row deep constructed with Aluminium fins of min 0.11mm thick 12 Fins per inch, and copper tubes of min 27 Guage thickness HYRDOPHYLLIC coated fins. Copper tube shall be min 12.5mm diameter. AHRI certified coil.The coil face area velocity shall not exceed 2.5m/sec (500 fpm).
Drain Pan: Condensate drain pan shall be fabricated from 18G SS 304 powder coated, insulated with 13 mm thick closed cell elastomeric(nitrile rubber) insulation.
Fan Section: SISW / DIDW Direct drive backward curved fan. The fan section shall be provided with limt switch for safety to shut off fan during Opening of access door. Fan outlet velocity not to exceed 1600 FPM. The sound level shall not be exceed more than 60dB @ 1m from the source. Vibration isolators, Door Limit switch, UV Lamp as per Technical Specifications, AHU Summary Sheet and drawings. Total static pressue has to calculated by Contractor as per the configuration.
Other Details : AHU to house control box/ terminal box with Auto-Manual switch and incomer power terminal, with SPP, Over/ Undervoltage protection, shortcircuit protection and with no-nc contacts (potential free contact) to be provided for tripping on signal from Fire Dampers / Fire Alarm Panel. Power cable from Terminal box to motor & control cabling of required size upto the thermostat / sensor etc. to be provided. Internal electrical and control wiring of AHU to be provided as factory fitted from AHU supplier. The cost shall include all necessary supports & accessories required for installation.
Contractor shall design the chilled water coil according to the following conditions:
a. Coil air entering temperature - 75.4°F DB
b. Coil air leaving temperature - 54 deg. F DB/ 52.99 deg. F WB
c. Chilled water temperature entering - 6.0 deg. C/ 42.8 deg. F
d. Chilled water temperature leaving - 13.3 deg. C/ 55.9 deg. F
Make : VTS / Zeco / Citizen
Type Capacity Tonnage ESP No. of
(Cfm) TR (mm WG) Rows
a | CS AHU 1500 3.1 25 4/6 | Nos | 1 | 145000 | 22000 | 167000 | 100000 | 15000 | 115000 | 175000 | 0 | 175000 | 175000 | 0 | 175000 | 208440 | 14175 | 222615 | 180500 | 15000 | 195500 | 75000 | 12500 | 87500 | 75000 | 12500 | 87500 | 75000 | 12500 | 87500
GENERAL NOTES:
a. | LHS & RHS VALVE station location to be confirmed.
b. | Fan outlet velocity - 1600 FPM
c. | Contractor shall submit static pressure calculation for all above units to Client/Consultant.
d. | Any change in motor HP shall be made at no extra cost to client.
e. | Fan efficiency shall be minimum 75%
f. | The cost shall be included liftting & shifting of each equipment / material with all necesaary arrnagement. Also, it shall be included the cost of scaffloding required for Installation of such material / equipment.
| SUB-TOTAL |  |  |  |  | 167000 |  |  | 115000 |  | 175000 | 175000 |  | 175000 | 175000 |  | 175000 | 222615 |  |  | 195500 |  |  | 87500 |  |  | 87500 |  |  | 87500
2 | CHILLED WATER PIPING WITH INSULATION:
2.1 | CHW PIPE
SITC of MS Heavy duty class 'C' ERW Chilled Water pipe conforming to IS 1239 - 2004 primer painted including bends, tees, MS supports, PUFF saddles, anchor fasteners, steel angles and any other material required to complete the work. The piping flange connection bolts, washers and nuts should be hot dipped galvanised. Flourscent Plastic Sticker/ paint shall be applied to indicate Water flow directions. Only End flanges to be used for capping of pipes. "Table E" of BS code for flange thickness to be adhered.
Make: Jindal Hissar / TATA
a | Φ 32 mm | Rmt | 35 | 2400 | 450 | 99750 | 1750 | 250 | 70000 | 1750 | 0 | 61250 | 1750 | 0 | 61250 | 1750 | 0 | 61250 | 662 | 162 | 28840 | 935 | 250 | 41475 | 935 | 250 | 41475 | 935 | 250 | 41475
[11 empty] | 0 |  |  | 0
2.2 | CHILLED WATER PIPING INSULATION - INTERNAL USE | [9 empty] | 0 |  |  | 0
| SITC of insulation for chilled water. piping. For internal pipe - Stick 25mm thick Nitrile rubber class "O" Closed cell nitrile rubber with anti-microbial coating on it. Insulation shall have Thermal conductivity of 0.033 W/(m.K) and water vapor permeance of 0.10. Joints should be sealed with 50 mm wide 3 mm thick self adhesive tape and putting PVC bands at all supports. | [9 empty] | 0 |  |  | 0
| Make: Armaflex & K-flex | [9 empty] | 0 |  |  | 0
a | Φ 32 mm | Rmt | 35 | 460 | 250 | 24850 | 460 | 250 | 24850 | 1750 | 0 | 61250 | 1750 | 0 | 61250 | 932 | 189 | 39235 | 932 | 190 | 39270 | 200 | 100 | 10500 | 200 | 100 | 10500 | 200 | 100 | 10500
[11 empty] | 0 |  |  | 0
2.3 | BALL VALVE | [9 empty] | 0 |  |  | 0
| SITC of following sizes of Ball Valve consist of Cap, Brass Body, Rated for 150 psi SWP, 600 psi WOG Pressure: Two-piece construction; with brass body, regular port, B-16 chrome-plated ball and stem, replaceable “Teflon” or “TFE” seats and seals, blowout-proof stem, vinyl covered steel handle, threaded or soldered ends and extended stem for insulated piping. Same valve shall be used as a Drain valve. | [9 empty] | 0 |  |  | 0
| Make: Zoloto / Audco / Kitz | [9 empty] | 0 |  |  | 0
a | Φ 32 mm | Nos. | 3 | 8500 | 900 | 28200 | 4500 | 600 | 15300 | 6500 | 0 | 19500 | 6500 | 0 | 19500 | 4712 | 338 | 15150 | 4715 | 350 | 15195 | 3750 | 1150 | 14700 | 3750 | 750 | 13500 | 3750 | 338 | 12264
[11 empty] | 0 |  |  | 0
2.4 | BALL VALVE WITH Y-STRAINER | [9 empty] | 0 |  |  | 0
| SITC of following sizes of Brass Ball Valve with Y-Strainer consist of Cap, Brass Body, Rated for 150 psi SWP, 600 psi WOG Pressure: Two-piece construction; with brass body, regular port, B-16 chrome-plated ball and stem, replaceable “Teflon” or “TFE” seats and seals, blowout-proof stem, vinyl covered steel handle, threaded or soldered ends and extended stem for insulated piping. Filter element shall be of non magnetic SS sheet with perforation. | [9 empty] | 0 |  |  | 0
| Make: Zoloto / Audco / Kitz | [9 empty] | 0 |  |  | 0
a | Φ 32 mm | No. | 1 | 10500 | 1500 | 12000 | 5500 | 1500 | 7000 | 8500 | 0 | 8500 | 7000 | 0 | 7000 | 5225 | 338 | 5563 | 5200 | 350 | 5550 | 3700 | 1100 | 4800 | 3700 | 750 | 4450 | 3700 | 338 | 4038
[11 empty] | 0 |  |  | 0
2.5 | PIBCV VALVES | [9 empty] | 0 |  |  | 0
| SITC of Pressure Independent Balancing cum Control Valves (PIBCV) including integrated motorised control valve and balancing device for combined flow and water balancing requirement. Valve body to be rated for PN 16. The valve design flow rate should be factory calibrated with +/- 5% flow accuracy. Valve shall have necessary measuring ports, drain port, flanges etc., Valve shall also provide temperature sensor with necessary cabling (min 2mtr length to be considered with each valve). The balancing to be done through microprocessor based hand held terminal / POT and the same results shall be furnished in the water balancing report as part of commissioning report and handing over manual. | [9 empty] | 0 |  |  | 0
| Make: Oventrop / Siemens / Danfoss | [9 empty] | 0 |  |  | 0
a | Φ 32 mm | No. | 1 | 16500 | 2500 | 19000 | 12500 | 1500 | 14000 | 12500 | 0 | 12500 | 19500 | 0 | 19500 | 57510 | 1958 | 59468 |  |  | 0 | 5800 | 1200 | 7000 | 5800 | 1200 | 7000 | 5800 | 1200 | 7000
[11 empty] | 0 |  |  | 0
2.6 | Auto Air Vent Valves | [9 empty] | 0 |  |  | 0
| Make: Anergy / Flamco | [9 empty] | 0 |  |  | 0
| Providing and fitting Auto Vent Valves. | [9 empty] | 0 |  |  | 0
a | SITC of Auto air vent in each risers & common headers & AHU. 3/4" auto vent valves at each coil / riser/ header. | Nos. | 2 | 4500 | 1000 | 11000 | 2650 | 750 | 6800 | 16500 | 0 | 33000 | 7500 | 0 | 15000 | 2500 | 1200 | 7400 | 2500 | 500 | 6000 | 1700 | 450 | 4300 | 1700 | 450 | 4300 | 1700 | 450 | 4300
[11 empty] | 0 |  |  | 0
2.7 | SITC of Pressure gauges & Thermometers | [9 empty] | 0 |  |  | 0
| Make: H Guru / Waree | [9 empty] | 0 |  |  | 0
| Necessary pressure gauges and thermometers 4" Dial type. | [9 empty] | 0 |  |  | 0
a | Water Pressure gauges 150mm dial complete with gauge valves, mounting, fittings and copper tubing extension wherever required. Pressure gauges Range 0-10 Kg/CM2 | Nos. | 2 | 8500 | 1200 | 19400 | 5200 | 500 | 11400 | 4500 | 0 | 9000 | 4500 | 0 | 9000 | 1957.5 | 202.5 | 4320 | 2000 | 200 | 4400 | 4850 | 1150 | 12000 | 4850 | 1000 | 11700 | 1957.5 | 202.5 | 4320
b | Thermometers of the mercury in glass stem type and copper separable well complete with guard etc., of industrial grade mounting on water lines. Length 9/12 inches, Thermometer, Range 0-50 deg C | Nos. | 2 | 4500 | 1200 | 11400 | 2200 | 500 | 5400 | 12400 | 0 | 24800 | 7500 | 0 | 15000 | 2281.5 | 203 | 4969 | 2300 | 200 | 5000 | 1350 | 400 | 3500 | 1350 | 203 | 3106 | 1350 | 203 | 3106
c | Thermowells | Nos. | 4 | 3500 | 1200 | 18800 | 1450 | 500 | 7800 | 9500 | 0 | 38000 | 6500 | 0 | 26000 | 5130 | 675 | 23220 | 5100 | 675 | 23100 | 850 | 300 | 4600 | 850 | 300 | 4600 | 850 | 300 | 4600
[11 empty] | 0 |  |  | 0
2.8 | INSULATED CONDENSATE DRAIN PIPE | [9 empty] | 0 |  |  | 0
| SITC of UPVC pipes of following sizes for drain with necessary supports and fittings such as elbows, tees & reducers etc. The insulation line to be insulated with nitrile rubber insulation of thickness 9mm and wrapped by weather proof protection tape. The Pipe wherever concealed should also have a parallel line as a standby arrangement in case of block of primary pipe . | [9 empty] | 0 |  |  | 0
| Make: Supreme, Prince, Astral | [9 empty] | 0 |  |  | 0
b | Φ 32 mm | Rmt | 10 | 1350 | 350 | 17000 | 500 | 150 | 6500 | 540 | 0 | 5400 | 540 | 0 | 5400 | 526.5 | 148.5 | 6750 | 450 | 150 | 6000 | 310 | 120 | 4300 | 310 | 120 | 4300 | 310 | 120 | 4300
[11 empty] | 0 |  |  | 0
| NOTES FOR PIPING: | [9 empty] | 0 |  |  | 0
a | Cover all open pipe ends with muslin cloth during construction | [9 empty] | 0 |  |  | 0
b | Pipe cleaning & chemical treatment as per specs shall be included in the piping cost. | [9 empty] | 0 |  |  | 0
c | Unit rates for all indicated sizes of pipes & valves shall be furnished. | [9 empty] | 0 |  |  | 0
d | Cleaning/Painting of pipe before insulation shall be included in piping cost. | [9 empty] | 0 |  |  | 0 |  |  | 0
e | The piping support should be as per tender specification and additional supports are to be provided Contractor as decided by Consultant. | [9 empty] | 0 |  |  | 0 |  |  | 0
f | All the valves shall be insulated with the same material as that of Chilled water pipng and cost of insulation for valves shall be considered. | [9 empty] | 0 |  |  | 0 |  |  | 0
[11 empty] | 0 |  |  | 0 |  |  | 0
| SUB-TOTAL |  |  |  |  | 261400 |  |  | 169050 |  | 273200 | 273200 |  | 273200 | 238900 |  | 273200 | 227325 |  |  | 133355 |  |  | 107175 |  |  | 104931 |  |  | 95903
3 | VENTILATION SYSTEM
3.1 | KITCHEN DRY SCRUBBER
SITC of Dry scrubber – Electrostatic Air cleaner with starter panel as per specifications, suitable for following capacities, including electrical starter panel . The Air filtration efficiency should be between 90 to 95% & units shall be staked one above other or side by side as per site requirement, if vendor will propose multiple units.
Finishing - Power coated, Dark Blue
Operating voltage - 220 Vac+/-10%, 50 Hz (Single phase)
Features - Short circuit, arc protection and auto restore power supply, BMS (Building Management System) terminals provided, Auto power cut-off when door is opened, Indicator LEDs for normal or wash indicator, Set of Terminals for remote LED normal or wash indicator
Efficiency - Upto 95%, meets NIOSH 5026 Oil Mist Test
Particle Size - Collects particles as small as 0.01 microns
Motor - Sealead ball bearings UL, single phase.
Cell - Ionizing voltage - 12 KVdc
Collector voltage - 6 KVdc
One cell comprising of 9 ionizing wires and 25 collection plates
Controls - Auto cut-off when door is opened. Indicator lights for fault, normal or wash function.
Pre-filter - Aluminium mesh, washable Dry contact for BMS.
Make: Rydair / Espair
| CFM - 4300 | No. | 1 | 195000 | 25000 | 220000 | 155000 | 15000 | 170000 | 325000 | 0 | 325000 | 175000 | 0 | 175000 | 403245 | 21060 | 424305 | 265000 | 20000 | 285000 | 80000 | 15000 | 95000 | 80000 | 15000 | 95000 | 80000 | 15000 | 95000
| SUB-TOTAL |  |  |  |  | 220000 |  |  | 170000 |  |  | 325000 |  |  | 175000 |  |  | 424305 |  |  | 285000 |  |  | 95000 |  |  | 95000 |  |  | 95000

## HVAC - LOW SIDE
#REF!
HVAC BOQ
Sr. No. | Description Items | Unit | Qty | Supply Rate | Installation Rate | Total Amount | Supply Rate | Installation Rate | Total Amount | Supply Rate | Installation Rate | Total Amount | Supply Rate | Installation Rate | Total Amount | Supply Rate | Installation Rate | Total Amount | Supply Rate | Installation Rate | Total Amount | Supply Rate | Installation Rate | Total Amount | Supply Rate | Installation Rate | Total Amount | Supply Rate | Installation Rate | Total Amount
Sr.No. | Item Description
[5 empty] | PIONEER INFRA R0 |  |  | PIONEER INFRA R1 |  |  | IMPULSE R0 |  |  | IMPULSE R1 |  |  | FALLOW R0 |  |  | FALLOW R1 |  |  | VART R0 |  |  | VART R1 |  |  | TARGET PRICE
4 | SHEET METAL WORKS:
4.1 | FACTORY FABRICATED G.I RECTANGULAR DUCT
Supply, Fabrication, Testing, and Commissioning of Factory Fabricated GI Sheet Metal 120GSM Rectangular boxed ducting, Plenums, Cowls, Elbows with turning vanes, Splitters, Reducers, Flanges, Collars etc as per IS and Installaton as per SMACNA standards, The complete ducting shall be provided with MS Supports, Rods, Angles, Flanges, Bracing, Rubber Gaskets, Wooden frames, Canvas Connections, etc. as per drawings and specifications.
GI Sheet Makes : Tata, Jindal, SAIL, Ispat
Make: Rola Star, Zeco & Ductofab
d | 24 Gauge GI Sheet Metal Duct (0-750mm) | Sq.mtr | 120 | 1350 | 350 | 204000 | 1000 | 350 | 162000 | 1650 |  | 198000 | 1450 |  | 174000 | 1026 | 378 | 168480 | 950 | 350 | 156000 | 950 | 350 | 156000 | 950 | 350 | 156000 | 950 | 350 | 156000
4.2 | EXTRUDED ALUMINIUM CEILING GRILLES
Supply, Installation, Testing and Balancing of Powder coated aluminium supply air grilles complete with removable inner core as per approved shop drawing and specifications. The area of grille can be of any geometrical shape (Square/rectangular/Linear). The grilles shall be with 15/30/45° deflections as per requirement. The Colour shall be decided and approved by client and architect.
Make: Cosmos, Air Master & System Air
| Linear / Square / Rectangular Grille | Sq.mtr | 1 | 18500 | 2500 | 21000 | 12500 | 1800 | 14300 | 12500 |  | 12500 | 12500 |  | 12500 | 12015 | 1620 | 13635 | 9800 | 1500 | 11300 | 4900 | 700 | 5600 | 4900 | 700 | 5600 | 4900 | 700 | 5600
| Curve Grille | Sq.mtr | 1 | 22500 | 3500 | 26000 | 1550 | 2250 | 3800 | 12600 |  | 12600 | 12600 |  | 12600 | 14715 | 1620 | 16335 | 9800 | 1500 | 11300 | 5200 | 700 | 5900 | 5200 | 700 | 5900 | 5200 | 700 | 5900
4.3 | DOOR TRANSFER GRILLE
SITC of Aluminium extruded powder coated Door transfer grills.
| Door transfer grille (Back to Back) | Sq.mtr | 0.5 |  |  | 0 | 12500 | 1550 | 7025 | 17500 |  | 8750 | 17500 |  | 8750 | 11610 | 1620 | 6615 | 9800 | 1500 | 5650 | 6000 | 700 | 3350 | 6000 | 700 | 3350 | 6000 | 700 | 3350
Make: Cosmos, Air Master & System Air
4.4 | MULTI LEAF VOLUME CONTROL DAMPER
| SITC of opposed blade aerofoil type 1.2 mm thick Anodized Aluminium volume control dampers for ducts shall be provided with concealed gears, plastic operator and quadrants for manual control of volume of air flow and for proper balancing of the air distribution system as per the approved shop drawings and specifications. | Sq.mtr | 2 | 15500 | 3500 | 38000 | 10000 | 1250 | 22500 | 34000 |  | 68000 | 21000 |  | 42000 | 10260 | 1620 | 23760 | 9500 | 1500 | 22000 | 4500 | 700 | 10400 | 4500 | 700 | 10400 | 4500 | 700 | 10400
Make: Cosmos, Air Master & System Air
4.5 | OPPOSED BLADE DAMPER
| SITC of Aluminium Opposed blade dampers black powder coated vertical blades type for supply air collar. The damper should be gear operated type. | Sq.mtr | 1 | 16500 | 3500 | 20000 | 12500 | 1550 | 14050 | 8500 |  | 8500 | 8500 |  | 8500 | 11610 | 1620 | 13230 | 11500 | 1500 | 13000 | 6400 | 1000 | 7400 | 6400 | 1000 | 7400 | 6400 | 1000 | 7400
4.6 | CANVAS CONNECTION
SITC of Flexible connections between mouth piece of Fan and initial piece of ducting with inspection zip. Flexible connections shall be double thickness non-flammable material (Fire retardant type).
a | For AHU | No | 1 | 9500 | 1500 | 11000 | 3500 | 1250 | 4750 | 16500 |  | 16500 | 7500 |  | 7500 | 2295 | 742.5 | 3037.5 | 2295 | 742.5 | 3037.5 | 3200 | 900 | 4100 | 2295 | 742.5 | 3037.5 | 2295 | 742.5 | 3037.5
4.7 | CURTAIN TYPE FIRE DAMPER
SITC of fire dampers consist of 16G GI frame, 20G GI interlocking blades secured with SS springs, blades outside airstream clamped with fusible link UL-555 listed with melting point 165 / 225°F, etc; as per the approved shop drawings and specifications.
Make: Carryaire / System Air / Dynacraft / Air Master
a | Bare fire dampers | Sq.mtr | 1 | 18500 | 1500 | 20000 | 14500 | 1500 | 16000 | 6500 |  | 6500 | 6500 |  | 6500 | 13905 | 3105 | 17010 | 11000 | 3000 | 14000 | 8800 | 1000 | 9800 | 8500 | 1000 | 9500 | 6500 | 1000 | 7500
b | Fusible link as per specification UL 555 | No | 1 | 6500 | 1000 | 7500 | 6500 | 1000 | 7500 | 8500 |  | 8500 | 8500 |  | 8500 | 16740 | 3105 | 19845 | 10000 | 3000 | 13000 | 2500 | 650 | 3150 | 2500 | 650 | 3150 | 2500 | 650 | 3150
NOTES:
The ducting support should be as per tender specification and additional supports are to be provided by Contractor as decided by Consultant.
Muslin cloth cover for all air outlets during construction.
Pressure testing of complete duct work as per DW/ SMACNA standard.
Silicon sealant for longitudinal & transverse joints as per specification.
Diffusers & grilles shall be powder coated as per color approved by Architect.
| SUB-TOTAL |  |  |  |  | 347500 |  |  | 251925 |  |  | 339850 |  |  | 280850 |  |  | 281947.5 |  |  | 249287.5 |  |  | 205700 |  |  | 204337.5 |  |  | 202337.5
5 | THERMAL & ACOUSTIC INSULATION:
5.1 | THERMAL INSULATION
| Supply & fixing of Thermal insulation for supply air duct using 13mm thick class " O " Closed cell nitrile rubber with anti-microbial coating on it. Insulation shall have Thermal conductivity of 0.033 W/(m.K) and water vapor permeance of 0.10. Joints should be sealed with 50 mm wide 3 mm thick self adhesive tape. The duct shall be stick with recommended adhesive. | Sq.mtr | 30 | 450 | 250 | 21000 | 450 | 250 | 21000 | 1750 |  | 52500 | 1200 |  | 36000 | 1066.5 | 243 | 39285 | 950 | 200 | 34500 | 600 | 110 | 21300 | 550 | 110 | 19800 | 450 | 110 | 16800
Make: Armaflex & K-flex
5.2 | ACOUSTIC INSULATION
| Supply & fixing acoustic insulation for ducting using Class "1" closed cell elastomeric insulation of 10mm thick Nitrile rubber insulation adhesive, longitudinal & transverse joints sealed with adhesive in neat & clean manner. Material shall be processed Nitrile Rubber foam with anti-microbial protection. Insulation shall have thermal conductivity of 0.047 W/(m.K) and density of 140 - 180 kg/m³. | Sq.mtr | 5 | 950 | 350 | 6500 | 850 | 250 | 5500 | 1450 |  | 7250 | 1450 |  | 7250 | 1323 | 324 | 8235 | 1250 | 200 | 7250 | 600 | 110 | 3550 | 600 | 110 | 3550 | 600 | 110 | 3550
Make: Armaflex & K-flex
5.3 | THERMAL INSULATION FOR KITCHEN EXHAUST DUCTS
| SITC of 50mm thick Glass Fibre Blanket Insulation material bonded with Thrmosetting Resin, with factory applied laminated aluminium foil of 22 micrns with fibre glass backing. Further, wire mesh along with 7 mil cloth shall be applied on above the insulation with proper adhersive. Nominal density : 32 Kg/CuM. Thermal conductivity, < 0.033 W/m.K at 24 degreeC. All Insuation material and adhesives shall be as per Class I for surface spread and in accordance with BS 476, & Class O for non-combustible grade. | Sq.mtr | 50 | 950 | 450 | 70000 | 750 | 180 | 46500 | 2100 |  | 105000 | 3500 |  | 175000 | 1458 | 391.5 | 92475 | 1500 | 250 | 87500 | 600 | 110 | 35500 | 600 | 110 | 35500 | 600 | 110 | 35500
Make: Rockwool / UP Twiga
Note:
a. | Insulation work to be coordinated with other agencies and repair to be included by contractor as per site requirement.
b. | Vendors to take care of the installation, if any damages takes place the vendor to repair or replace and hand over to clients in good and acceptable condition.
c. | Thermal insulation shall be internal for Elliptical / Expossed ducting.
| SUB-TOTAL |  |  |  |  | 97500 |  |  | 73000 |  |  | 164750 |  |  | 218250 |  |  | 139995 |  |  | 129250 |  |  | 60350 |  |  | 58850 |  |  | 55850
6 | ELECTRICAL WORKS:
6.2 | POWER CABLING
Supply, handling, laying effecting proper connections testing and commissioning of following sizes of 1.1 KV grade XLPE insulated FRLS Aluminium /Copper conductor cables laid over MS supports cable racks or fixing on walls including clamping the cable to supports in an approved manner as required complete with Copper earthing as specified for continuous earthing along with cable. All complete as required and as per final instruction as given by Owners/ Consultants and as per Technical specifications. Earthing shall be measured separately and shall be connected in two runs. Power to ELCB to be provided near each ODU by electrical contractor.
a | Suitable Power Cable:
| Suitable for 1500 CFM AHU, DOL Starter Panel | Rmt | 10 | 950 | 250 | 12000 | 500 | 150 | 6500 | 460 |  | 4600 | 460 |  | 4600 | 661.5 | 135 | 7965 | 650 | 135 | 7850 | 550 |  | 5500 | 460 | 135 | 5950 | 460 | 135 | 5950
| Suitable for 3000 CFM Dry Scrubber, 1 ph | Rmt | 10 | 950 | 250 | 12000 | 650 | 150 | 8000 | 4500 |  | 45000 | 4500 |  | 45000 | 662 | 135 | 7970 | 650 | 135 | 7850 | 610 |  | 6100 | 610 | 135 | 7450 | 610 | 135 | 7450
b | Earthing:
| 8 SWG | Rmt | 20 | 80 | 25 | 2100 | 70 | 15 | 1700 | 230 |  | 4600 | 230 |  | 4600 | 54 | 15 | 1380 | 54 | 15 | 1380 | 75 | 25 | 2000 | 54 | 15 | 1380 | 54 | 15 | 1380
6.3 | BTU METER
Supply,fixing and testing of inline Btu meter for the flow rate & temperature measurement consisting mainly of following 3 parts
a) Ultrasonic Flow Meter
b) Matched pair of temp sensor
c) Flowcell Sensor
c) BTU Meter - 4 - 20mA DC from flowmeter
Insertion type flowmeter shall be suitable for chilled water application for temp. Ranging from 0 to 50 deg C. Power supply shall be 240V AC (+/-) 15 %. Display shall have 16 characters LCD display with Back light, flow rate, Velocity, totaliser etc. Output shall be BMS Modbus compatible & shall have keypad lockout security option. It also should be able to show various units such as gallons, ft^3, lbs, liters, m^3, kg etc
Make: Honeywell / Danfoss / Siemens
a | Dia 32 mm | No. | 1 | 6200 | 5000 | 11200 | 32000 | 1620 | 33620 | 45000 |  | 45000 | 45000 |  | 45000 | 28755 | 1620 | 30375 | 26000 | 1500 | 27500 | 57000 | 4500 | 61500 | 55000 | 2500 | 57500 | 6200 | 1620 | 7820
6.4 | CABLE TERMINATION :
Supply & Making of Cable termination of armoured / unarmoured cables 1.1 KV grade including installation of cable glands, cable lugs (Aluminium for A2XFY & copper for 2XFY & YY Double compression type), heat shrinkable sleeves on long ends, crimping paste etc. The work includes testing & commissioning of cables, meggaring values & submitting reports of tests. (One set includes termination of all cores of one end only). All crimping tools & dies shall be arranged by contractor.
a | #REF! | Nos. | 2 | 1250 | 250 | 3000 | 1250 | 250 | 3000 | 2400 |  | 4800 | 2400 |  | 4800 |  |  | 0 | 1250 | 250 | 3000 | 1250 | 220 | 2940 | 1250 | 220 | 2940 | 1250 | 220 | 2940
6.5 | CABLE TRAYS
Supplying & Fixing of following sizes of GI cable tray duly painted perforated type of height 50mm along with necessary bends, reducers etc. anchored along the wall / suspended from the ceiling with necessary MS supports.
a | 50mm wide | Rmt | 10 | 1350 | 350 | 17000 | 450 | 125 | 5750 | 2300 |  | 23000 | 2300 |  | 23000 | 607.5 | 148.5 | 7560 | 600 | 145 | 7450 | 360 | 90 | 4500 | 360 | 90 | 4500 | 360 | 90 | 4500
| SUB-TOTAL |  |  |  |  | 57300 |  |  | 58570 |  |  | 127000 |  |  | 127000 |  |  | 55250 |  |  | 55030 |  |  | 82540 |  |  | 79720 |  |  | 30040
| GRAND TOTAL |  |  |  |  | 502300 |  |  | 383495 |  |  | 631600 |  |  | 626100 |  |  | 477192.5 |  |  | 433567.5 |  |  | 348590 |  |  | 342907.5 |  |  | 288227.5

## PHE BOQ
Carl's Jr-LUCKNOW-PHE BOQ |  |  |  | Rev: | R0 |  | Rev: | R0
|  |  |  | Date: | 22.01.2024 |  | Date: | 22.01.2024
|  |  |  | PIONEER INFRA R0 |  |  | PIONEER INFRA R1 |  |  | IMPULSE R0 |  |  | IMPULSE R1 |  |  | FALLOW R0 |  |  | FALLOW R1 |  |  | VART R0 |  |  | VART R1 |  |  | TARGET PRICE
Item No. | Description | Unit | Qty | Rate | Amount | Make | Rate | Amount | Make | Rate | Amount | Make | Rate | Amount | Make | Rate | Amount | Make | Rate | Amount | Make | Rate | Amount | Make | Rate | Amount | Make | Rate | Amount | Make
A | WATER SUPPLY PIPING
1 | CPVC Pipes conforming to ASTM D-2846, SDR-11 grade and CPVC solvent weld fittings like elbows, tees, couplars, brass threaded adaptors, insert ring etc. suitable for (domestic and flushing) cold applications rated, concealed piping within wall / floor including jointing with fittings using solvent cement, brass threaded end fittings for making connection to fixtures. The work shall also include chasing the walls with machine wherever required for concealed piping and making good the same after laying of pipes & necessary pressure testing Chasing finishing shall be done with 1:1 cement mixed mortar, restore the same original condition for internal and shaft piping, including necessary hot deep galvanised supports vertical / horizontal, as per direction of Site incharge direction. [The rate shall include supply of S.S.screws and nut bolts etc.chasing in walls done by machine] (For Domestic and Flushing water-Toilet internal) (Pipe shall be tested with 1.5 times working pressure as covered in specifications) |  |  |  |  | Astral / Ashirwad /supreme / Prince or Approved Equivalent |  |  | Astral / Ashirwad /supreme / Prince or Approved Equivalent |  |  | Astral / Ashirwad /supreme / Prince or Approved Equivalent |  |  | Astral / Ashirwad /supreme / Prince or Approved Equivalent
1.1 | 20 mm Dia | R.mt | 35 | 750 | 26250 |  | 550 | 19250 |  | 320 | 11200 |  | 320 | 11200 |  | 450 | 15750 |  | 450 | 15750 |  | 550 | 19250 |  | 550 | 19250 |  | 320 | 11200
1.2 | 25 mm Dia | R.mt | 20 | 850 | 17000 |  | 650 | 13000 |  | 380 | 7600 |  | 380 | 7600 |  | 550 | 11000 |  | 550 | 11000 |  | 650 | 13000 |  | 650 | 13000 |  | 380 | 7600
1.4 | 40mm Dia | R.mt | 5 | 950 | 4750 |  | 750 | 3750 |  | 450 | 2250 |  | 450 | 2250 |  | 650 | 3250 |  | 650 | 3250 |  | 800 | 4000 |  | 750 | 3750 |  | 450 | 2250
2 | Providing & Fixing of gun metal heavy Ball Valves-PN-16 (approved makes as covered in specification) screwed type for water system of the following diameters. Valve shall have with unions. |  |  |  |  | Leader / Neta / Zolotto / or approved Equivalent |  |  | Leader / Neta / Zolotto / or approved Equivalent |  |  | Leader / Neta / Zolotto / or approved Equivalent |  |  | Leader / Neta / Zolotto / or approved Equivalent
2.1 | 20mm Dia | Nos. | 4 | 3550 | 14200 |  | 1850 | 7400 |  | 1250 | 5000 |  | 1250 | 5000 |  | 1500 | 6000 |  | 1500 | 6000 |  | 2750 | 11000 |  | 2150 | 8600 |  | 1250 | 5000
3 | Providing ,fixing, testing and commissioning capstan make Water Meter including providing & fixing matching Isolation valves ,strainer, non-return valve,complete with all necessary fittings etc screwed type(15Kgs/Sq.cm). Valve shall have with union.
3.3 | 40 mm Dia incoming line | Nos. | 1 | 9500 | 9500 |  | 2300 | 2300 |  | 15600 | 15600 |  | 15600 | 15600 |  | 2000 | 2000 |  | 2000 | 2000 |  | 7000 | 7000 |  | 7000 | 7000 |  | 2000 | 2000
4 | Supply, installation,testing & commissioning of Storage Type Electric Hot Water Generator of mentioned capacity, suitable for 3 KG/cm2 pressure, Wall Mounted / Floor standing type, with Auto Shut-off Thermostat, along with isoltion Valves, Air Release valve, SS flexible connections andall other std accessories |  |  |  |  | AO Smith or Approved Equivalent |  |  | AO Smith or Approved Equivalent |  |  | AO Smith or Approved Equivalent |  |  | AO Smith or Approved Equivalent
4.3 | 35 L Capacity- For shower | Nos. | 1 | 18500 | 18500 |  | 15500 | 15500 |  | 4500 | 4500 |  | 4500 | 4500 |  | 18000 | 18000 |  | 18000 | 18000 |  | 215000 | 215000 |  | 22500 | 22500 |  | 4500 | 4500
6 | SITC of Eco smart RO-50 with all required accessories .( Prior to order cpacaity and model to need to be confirmed by the kitchen consultant) | Nos | 1 | 45000 | 45000 | Iron Exchange or Approved Equivalent | 35000 | 35000 | Iron Exchange or Approved Equivalent | 35000 | 35000 | Iron Exchange or Approved Equivalent | 35000 | 35000 | Iron Exchange or Approved Equivalent | 28000 | 28000 |  | 24000 | 24000 |  | 22500 | 22500 |  | 22500 | 22500 |  | 22500 | 22500
A | SUB TOTAL OF A |  |  |  | 135200 |  |  | 96200 |  |  | 81150 |  |  | 81150 |  |  | 84000 |  |  | 80000 |  |  | 291750 |  |  | 96600 |  |  | 55050
B | DRAINAGE
1 | uPVC-SWR pipes conforming to IS 13592/92 including fittings conforming to IS-14935/99 and agri type pipes above 100 mm dia. conforming to IS: 4985, cutting the pipes to required lengths, laying in the position to required grade and level, jointing, supporting with PVC cleat,hot deep galvanised bracket supports,hot deep galvanised nut-bolts, anchor fastners, PVC coated U-clamp, testing and rectifying leakages for piping within vertical shafts / supported on wall / hung below slab etc. with all material & labor complete and as directed. [The Rate shall include supply and fixing of hotdip galvanised bracket nut bolts/ PVC Coated U-Clamp and screws] Vertical line bracket shall be fixed at every 0.8 mtr to 1.00 mtr.] (For Soil , Waste, Vent and RWP-Internal and vertical shaft ). |  |  |  |  | Supreme / Finolex / Prince / Oriplast / or Approved Equivalent |  |  | Supreme / Finolex / Prince / Oriplast / or Approved Equivalent |  |  | Supreme / Finolex / Prince / Oriplast / or Approved Equivalent |  |  | Supreme / Finolex / Prince / Oriplast / or Approved Equivalent
1.3 | 65mm Dia | R.mt | 5 | 650 | 3250 |  | 450 | 2250 |  | 750 | 3750 |  | 750 | 3750 |  | 450 | 2250 |  | 250 | 1250 |  | 190 | 950 |  | 190 | 950 |  | 190 | 950
1.4 | 75mm Dia | R.mt | 20 | 750 | 15000 |  | 550 | 11000 |  | 850 | 17000 |  | 850 | 17000 |  | 650 | 13000 |  | 350 | 7000 |  | 230 | 4600 |  | 230 | 4600 |  | 230 | 4600
1.5 | 100 mm Dia | R.mt | 15 | 850 | 12750 |  | 650 | 9750 |  | 950 | 14250 |  | 950 | 14250 |  | 750 | 11250 |  | 450 | 6750 |  | 380 | 5700 |  | 380 | 5700 |  | 380 | 5700
2 | Supply, Install PVC Floor Trap for the following pipes including making all approved quality Solvent cement joints with material & labour etc. all complete as per direction of the engineer-in-charge. | Nos. | 4 | 1950 | 7800 |  | 1800 | 7200 |  | 1500 | 6000 |  | 1500 | 6000 |  | 1500 | 6000 |  | 1500 | 6000 |  | 1550 | 6200 |  | 1500 | 6000 |  | 1500 | 6000
3 | Supply, Install PVC Multi Floor Trap for the following pipes including making all approved quality Solvent cement joints with material & labour etc. all complete as per direction of the engineer-in-charge. | Nos. | 4 | 2250 | 9000 |  | 1800 | 7200 |  | 1750 | 7000 |  | 1750 | 7000 |  | 1800 | 7200 |  | 1800 | 7200 |  | 1550 | 6200 |  | 1550 | 6200 |  | 1550 | 6200
| SUB TOTAL OF B |  |  |  | 47800 |  |  | 37400 |  |  | 48000 |  |  | 48000 |  |  | 39700 |  |  | 28200 |  |  | 23650 |  |  | 23450 |  |  | 23450
D | S.S. GRATING
Only installations/ testing and commissioning of S.S.Gratings
1 | Making chamber in brick work including internal tiling etc for S.S Grating size, 1200mm x 200mm, in 16 swg 25mm x25mm Square Pipe around the Frame and 20mmX 20mm Square pipe in center of frame with SS perforated tray (304 SWR). Complete as per architectural detail drawing & Site Engineer's instruction. | Nos. | 1 | 12500 | 12500 |  | 11500 | 11500 |  | 8500 | 8500 |  | 8500 | 8500 |  | 12500 | 12500 |  | 8500 | 8500 |  | 21500 | 21500 |  | 21000 | 21000 |  | 8500 | 8500
2 | Making chamber in brick work including internal tiling etc for S.S Grating size, 2000mm x 200mm, in 16 swg 25mm x25mm Square Pipe around the Frame and 20mmX 20mm Square pipe in center of frame with SS perforated tray (304 SWR). Complete as per architectural detail drawing & Site Engineer's instruction. | Nos. | 1 | 18500 | 18500 |  | 14500 | 14500 |  | 12000 | 12000 |  | 12000 | 12000 |  | 18000 | 18000 |  | 10000 | 10000 |  | 6500 | 6500 |  | 6500 | 6500 |  | 6500 | 6500
2 | Making chamber in brick work including internal tiling etc for S.S Grating size, 600mm x 600mm, in 16 swg 25mm x25mm Square Pipe around the Frame and 20mmX 20mm Square pipe in center of frame with SS perforated tray (304 SWR). Complete as per architectural detail drawing & Site Engineer's instruction. | Nos. | 1 | 14500 | 14500 |  | 12500 | 12500 |  | 7500 | 7500 |  | 7500 | 7500 |  | 14000 | 14000 |  | 10000 | 10000 |  | 15000 | 15000 |  | 13500 | 13500 |  | 7500 | 7500
4 | Making chamber in brick work including internal tiling etc for S.S Grating size, 350mm x 350mm, in 16 swg 25mm x25mm Square Pipe around the Frame and 20mmX 20mm Square pipe in center of frame with SS perforated tray (304 SWR). Complete as per architectural detail drawing & Site Engineer's instruction. | Nos. | 6 | 12500 | 75000 |  | 6500 | 39000 |  | 4500 | 27000 |  | 4500 | 27000 |  | 8000 | 48000 |  | 5500 | 33000 |  | 8000 | 48000 |  | 7000 | 42000 |  | 4500 | 27000
| SUB TOTAL -D-S.S. GRATING INSTALLATION ( ONLY INSTALLATIONS) |  |  |  | 120500 |  |  | 77500 |  |  | 55000 |  |  | 55000 |  |  | 92500 |  |  | 61500 |  |  | 91000 |  |  | 83000 |  |  | 49500
| GRAND - TOTAL A , B, C AND D |  |  |  | 303500 |  |  | 211100 |  |  | 184150 |  |  | 184150 |  |  | 216200 |  |  | 169700 |  |  | 406400 |  |  | 203050 |  |  | 128000
NOTES :
1. Taxes and duties shall be Extra as actual
2. Supply and installation of Sanitary fixtures and fitting in th kitchen and toilets
3. Supply of S.S. gratings in kitchen

## FIRE FIGHTING
|  |  |  | Date- | 09.12.2023 | Date- | 09.12.2023 | Date- | 09.12.2023 | Date- | 09.12.2023 | Date- | 09.12.2023 | Date- | 09.12.2023 | Date- | 09.12.2023 | Date- | 09.12.2023 | Date- | 09.12.2023
CARL'S JR -LUCKNOW
BOQ FOR FIRE FIGHTING SYSTEMS
S/NO | DESCRIPTION | QUANTITY | UNIT | Rate | Amount | Rate | Amount | Rate | Amount | Rate | Amount | Rate | Amount | Rate | Amount | Rate | Amount | Rate | Amount | Rate | Amount
|  |  |  | PIONEER INFRA R0 |  | PIONEER INFRA R1 |  | IMPULSE R0 |  | IMPULSE R1 |  | FALLOW R0 |  | FALLOW R1 |  | VART R0 |  | VART R1 |  | TARGET PRICE
1 | Providing, laying, jointing, testing and commissioning of G.I. `C' Class pipes (IS:1239 (Part-I)-1979) including cutting,threading welding etc providing all malleable galvanized iron fittings conforming to IS 1879, viz. Flanges, bends, tees, elbows,reducers, unions, supporting with G. I. clamps, hangers, M.S. brackets etc. including cutting holes and chases in brick or RCC wall / slabs and making good the same to the Approval of Architect / consultant,complete including painting with one coat of primer and two or more coats of synthetic enamel paint of approved make and shade. ( Note- Rigid pipe extension from existing line is considered)
i) | 25 mm dia. | 60 | RMT | 1475 | 88500 | 1150 | 69000 | 750 | 45000 | 750 | 45000 | 1600 | 96000 | 1250 | 75000 | 790 | 47400 | 750 | 45000 | 750 | 45000
ii) | 32 mm dia. | 10 | RMT | 1575 | 15750 | 1250 | 12500 | 950 | 9500 | 950 | 9500 | 1800 | 18000 | 1500 | 15000 | 880 | 8800 | 880 | 8800 | 880 | 8800
iii) | 40 mm dia. | 5 | RMT | 1675 | 8375 | 1350 | 6750 | 1340 | 6700 | 1340 | 6700 | 2400 | 12000 | 1600 | 8000 | 945 | 4725 | 945 | 4725 | 945 | 4725
iv) | 50 mm dia. | 15 | RMT | 1775 | 26625 | 1450 | 21750 | 1750 | 26250 | 1750 | 26250 | 3000 | 45000 | 1800 | 27000 | 1080 | 16200 | 1080 | 16200 | 1080 | 16200
v) | 65 mm dia. | 5 | RMT | 1875 | 9375 | 1550 | 7750 | 2500 | 12500 | 2500 | 12500 | 3600 | 18000 | 2200 | 11000 | 1280 | 6400 | 1280 | 6400 | 1280 | 6400
2 | Providing , fixing testing and commissioning of pendant type sprinkler heads 68 deg. Temp.(Quick response type) | 5 | No. | 1250 | 6250 | 950 | 4750 | 1450 | 7250 | 1450 | 7250 | 4500 | 22500 | 3000 | 15000 | 850 | 4250 | 850 | 4250 | 850 | 4250
3 | Providing , fixing testing and commissioning of concealed type sprinkler heads 79 deg. Temp.(Extended coverage /Quick response type) | 7 | No. | 1350 | 9450 | 1150 | 8050 |  | 0 |  | 0 | 5400 | 37800 | 3500 | 24500 | 1550 | 10850 | 1450 | 10150 | 1350 | 9450
4 | Providing , fixing testing and commissioning of concealed type sprinkler heads 68 deg. Temp.(Extended coverage /Quick response type) | 3 | No. | 1250 | 3750 | 1100 | 3300 | 1450 | 4350 | 1450 | 4350 | 4500 | 13500 | 3500 | 10500 | 1050 | 3150 | 1050 | 3150 | 1050 | 3150
5 | Providing , fixing testing and commissioning of upright type sprinkler heads 79 deg. Temp (Quick response type) | 12 | No. | 1450 | 17400 | 1250 | 15000 | 350 | 4200 | 350 | 4200 | 5400 | 64800 | 3500 | 42000 | 1400 | 16800 | 350 | 4200 | 350 | 4200
6 | Providing & fixing testing and commissioning of braided UL Rated SS Flexible pipe
i) | 1 MT Long | 6 | No. | 3450 | 20700 | 3200 | 19200 | 2700 | 16200 | 2700 | 16200 | 4000 | 24000 | 3500 | 21000 | 3000 | 18000 | 2850 | 17100 | 2700 | 16200
ii) | 1.6 MT Long | 6 | No. | 3850 | 23100 | 3500 | 21000 | 3200 | 19200 | 3200 | 19200 | 6000 | 36000 | 4800 | 28800 | 4000 | 24000 | 3750 | 22500 | 3200 | 19200
7 | Gun metal chrome finished Ball valves (PN 16) with fittings of screwedend type.
I) | 32 mm dia. (Sprinkler drain-OPTIONAL) | 1 | Nos. | 3550 | 3550 | 3200 | 3200 | 3500 | 3500 | 3500 | 3500 | 18000 | 18000 | 6000 | 6000 | 2250 | 2250 | 2250 | 2250 | 2250 | 2250
8 | Wheel operated Butterfly Valves (PN 16) with inbuilt supervisory switch (UL listed and FM approved) with CI Body, Black Nitrile Body Liner and Nylon Coated SG Iron Disc with material and labour including hydraulic testing etc. complete as per drawing, specification & to the level of satisfaction of Site- Incharge.
I) | 80 mm dia. (OPTIONAL) | 1 | No. | 9500 | 9500 | 9000 | 9000 | 12500 | 12500 | 12500 | 12500 | 23600 | 23600 | 12500 | 12500 | 8500 | 8500 | 8500 | 8500 | 8500 | 8500
SUB-TOTAL
| GRAND TOTAL |  |  |  | 242325 |  | 201250 |  | 167150 |  | 167150 |  | 429200 |  | 296300 |  | 171325 |  | 153225 |  | 148325
Note : | Taxes Extra as applicable.

## CALCULATION PAINT (hidden)
| 403 | 443.3 | 444 | 67.66 | 6.1 | 73.76 | 517.76 | 518
| 6.6 | 2.1 | 13.86
| 2.6 | 2.1 | 5.46
19.32
|  |  | 21.252 | 22
2.8 | 19.32 | 2.8 | 24.92
|  |  | 27.412 | 28
[6 empty] | 3.3 | 1.2 | 2.1
12 | 3 |  | 36
2.4 | 2 | 1.8 | 8.64
|  |  | 44.64 | 49.104
49