## Summery (hidden)
Sr NO | Description | TFS Target | Stars & Merit | Bay Interiors | JP Rai | Design Works
1 | Civil Works | #REF! | 1063410 | 1057845 | 0 | #REF!
2 | Interior Works | #REF! | 5752898 | 5652580 | 0 | #REF!
3 | Plumbing Works | #REF! | 562270 | 595070 | 0 | #REF!
4 | Painting Works | #REF! | 157555 | 157555 | 0 | #REF!
5 | Electrical Works | #REF! | 0 | 0 | 0 | #REF!
| Total (Before GST) | #REF! | 7536133 | 7463050 | 0 | #REF!
| Total (With 18% GST) | #REF! | 8892636.94 | 8806399 | 0 | #REF!
| Civil, Interior & Plumbing | #REF! | 7378578 | 7305495 | 0 | #REF!

## BOQ (2)
[5 empty] | JP Rai |  |  | Stars & Merit |  |  | Bay Interiors
S.No | Item Name | UOM | RC Qty |  | Rate | RC Amount | CC Prestige Amount | Rate | Amount | CC Prestige Amount | Rate | Amount | CC Prestige Amount
| Copper chimney standard BOQ- Civil | sum | sum | CC Prestige QTY |  | 1080635 | 1037725 |  | 1063410 | 1054800 |  | 1057845 | 1039600
1 | Dismantling Of Ips Flooring Up To 4 Thick. (Including All Type Of Equipment Charges) | SFT | 100 |  | 20 | 2000 | 0 | 20 | 2000 | 0 | 20 | 2000 | 0
2 | Demolition Flooring Including Bedding Material (Ceramic, Glazed, Vitrified Tiles, Mosaic, Kota, Granite Slab, Marble Slab) | SFT | 100 |  | 20 | 2000 | 0 | 20 | 2000 | 0 | 20 | 2000 | 0
3 | Dismantling Of Internal Plaster With Racking Of Masonry Joints | SFT | 100 |  | 12 | 1200 | 0 | 12 | 1200 | 0 | 20 | 2000 | 0
4 | Scraping Removing Of Existing Neeru To Receive Pop Punning To Receive As Per The Instructions | SFT | 100 |  | 12 | 1200 | 0 | 12 | 1200 | 0 | 12 | 1200 | 0
5 | A. 4 1or2 Thk Masonry Walls With Plaster - Dismantling Of Brickwork, Siporex Solid Block, Hollow Block | SFT | 100 |  | 18 | 1800 | 0 | 18 | 1800 | 0 | 18 | 1800 | 0
6 | B. 6” Thick Masonry Walls With Plaster - Dismantling Of Brickwork, Siporex Solid Block, Hollow Block | SFT | 100 |  | 18 | 1800 | 0 | 18 | 1800 | 0 | 18 | 1800 | 0
7 | C. 9” Thick Masonry Walls With Plaster - Dismantling Of Brickwork, Siporex Solid Block, Hollow Block | SFT | 100 |  | 20 | 2000 | 0 | 20 | 2000 | 0 | 20 | 2000 | 0
8 | Plumbing or Drainage Pipes Fittings And Electrical Work | Nos | 2 |  | 3000 | 6000 | 0 | 3000 | 6000 | 0 | 3000 | 6000 | 0
9 | Carting Away The Debris Of Demolition Work (Rate Inclusive Of All Lifts And Leads From Place Of Dumping To The Disposal Trucks. Rates To Be Negotiated By Engg In Charge At Initial Stage And To Be Documented. Will Consider Lumsum Amount For Boq- Qty-3 CM. Rate to be finalised at site by EIC | Nos | 1 | 10 | 3500 | 3500 | 35000 | 4500 | 4500 | 45000 | 3500 | 3500 | 35000
10 | Removing Existing Doors Windows Including Shutters Glazing Without Any Damage And Handing Over To Engineer In Charge. (Rate To Include All Lifts And Leads ) | Nos | 2 |  | 300 | 600 | 0 | 300 | 600 | 0 | 300 | 600 | 0
11 | Breaking And Removing Of Wooden Partition Wherever Directed Including Scaffolding If Necessary Disposed The Debris As Per Engineer In Charge . (Rate To Include All Lifts And Leads ) | SFT | 100 |  | 22 | 2200 | 0 | 22 | 2200 | 0 | 22 | 2200 | 0
12 | Removing Existing False Ceiling Including Framming And Cleaning Complete. | SFT | 100 |  | 15 | 1500 | 0 | 15 | 1500 | 0 | 15 | 1500 | 0
13 | Removal And Disposal Of Glass Partition As Directed By Architect Or Ei.. | SFT | 100 |  | 25 | 2500 | 0 | 25 | 2500 | 0 | 25 | 2500 | 0
14 | Dismantling Of Washroom With All Fixtures, Partition Etc | NOS | 1 |  | 3500 | 3500 | 0 | 3500 | 3500 | 0 | 3500 | 3500 | 0
15 | Demolition Of Raised Floor Upto 12 | SFT | 100 |  | 50 | 5000 | 0 | 50 | 5000 | 0 | 50 | 5000 | 0
16 | Providing Constructing Rcc Lintels Of Section 41or2 X 6 In Concrete Of M 20 Grade With 8Mm Dia. Tor Steel Bar 4 Nos. With Ms Ring 6Mm Dia At 4 CorC Including Shuttering, Watering, Curing, Lifting, Placing In Position, Etc. Complete. (Minimum Bearing | RFT | 50 |  | 150 | 7500 | 0 | 150 | 7500 | 0 | 175 | 8750 | 0
17 | Providing Constructing Rcc Lintels Of Section 9 X 8 In Concrete Of M 20 Grade With 8Mm Dia. Tor Steel Bar 4 Nos. With Ms Ring 6Mm Dia At 4 CorC Including Shuttering, Watering, Curing, Lifting, Placing In Position, Etc. Complete. (Minimum Bearing Shal | RFT | 15 |  | 250 | 3750 | 0 | 250 | 3750 | 0 | 285 | 4275 | 0
18 | 2 Thick - Providing Laying Pcc For Raised Area In Concrete Of M 15 ( 1 2 4 ) Grade With Including Shuttering, Watering, Curing, Lifting, Placing In Position, Etc. Complete Cement Used Shall Be Ppc 53 Grade Of Ultratech,Acc | SFT | 850 | 800 | 65 | 55250 | 52000 | 65 | 55250 | 52000 | 65 | 55250 | 52000
19 | 3 Thick - Providing Laying Pcc For Raised Area In Concrete Of M 15 ( 1 2 4 ) Grade With Including Shuttering, Watering, Curing, Lifting, Placing In Position, Etc. Complete Cement Used Shall Be Ppc 53 Grade Of Ultratech,Acc | SFT | 10 |  | 80 | 800 | 0 | 80 | 800 | 0 | 80 | 800 | 0
20 | 4 Thick - Providing Laying Pcc For Raised Area In Concrete Of M 15 ( 1 2 4 ) Grade With Including Shuttering, Watering, Curing, Lifting, Placing In Position, Etc. Complete | SFT | 1 |  | 95 | 95 | 0 | 95 | 95 | 0 | 105 | 105 | 0
21 | 100 Mm Thick Brickwork In Superstructure - Providing And Constructing Brick Masonry Upto 4500 Mm Height In 1St Class Bricks (Red) In Cement Mortar Of Proportion 1 4 (Cement Sand) Including Runner (Patli) 100 Mm Thick In Concrete Mix 1 2 4 At Every 1000 | SFT | 1 |  | 145 | 145 | 0 | 145 | 145 | 0 | 145 | 145 | 0
22 | 150 Mm Thick Brickwork In Superstructure - Providing And Constructing Brick Masonry Upto 4500 Mm Height In 1St Class Bricks (Red) In Cement Mortar Of Proportion 1 4 (Cement Sand) Including Runner (Patli) 100 Mm Thick In Concrete Mix 1 2 4 At Every 1000 | SFT | 1 |  | 165 | 165 | 0 | 165 | 165 | 0 | 165 | 165 | 0
23 | 225 Mm Thick Brickwork In Superstructure - Providing And Constructing Brick Masonry Upto 4500 Mm Height In 1St Class Bricks (Red) In Cement Mortar Of Proportion 1 4 (Cement Sand) Including Runner (Patli) 100 Mm Thick In Concrete Mix 1 2 4 At Every 1000 | SFT | 1 |  | 210 | 210 | 0 | 210 | 210 | 0 | 210 | 210 | 0
24 | 100 Mm Thick Blockwork In Superstructure - Providing And Constructing Masonry In Aac BrickorSiforex Upto 4500 Mm Height In Cement Mortar Of Proportion 1 4 (Cement Sand)or Bonding Compound As Recommanded By Brick Manufaturer Including Runner (Patli) 100 | SFT | 2025 | 2100 | 160 | 324000 | 336000 | 160 | 324000 | 336000 | 160 | 324000 | 336000
25 | 150 Mm Thick Blockwork In Superstructure - Providing And Constructing Masonry In Aac BlockorSiforex Upto 4500 Mm Height In Cement Mortar Of Proportion 1 4 (Cement Sand)or Bonding Compound As Recommanded By Brick Manufaturer Including Runner (Patli) 100 | SFT | 150 |  | 160 | 24000 | 0 | 160 | 24000 | 0 | 160 | 24000 | 0
26 | 200 Mm Thick Blockwork In Superstructure - Providing And Constructing Masonry In Aac BlockorSiforex Upto 4500 Mm Height In Cement Mortar Of Proportion 1 4 (Cement Sand)or Bonding Compound As Recommanded By Block Manufaturer Including Runner (Patli) 100 | SFT | 1 |  | 220 | 220 | 0 | 220 | 220 | 0 | 220 | 220 | 0
27 | Providing And Fixing 50Mm Thick Fire Brick Flooring Below Behind Tandoor In Cm Of Ratio 1 4 Below Tandoor Area Including Roff Cement, Cutting, Curing Etc. Complete As Per Detaled Drawings And As Specified By Architector Engg. Incharge. | SFT | 45 | 75 | 175 | 7875 | 13125 | 200 | 9000 | 15000 | 200 | 9000 | 15000
28 | Providing Making 75 Mm High Pedastal At Kitchen Or As Per Required Location For Panels, Water Tank, Ro Foundation, Blower Foundation, Attached Buffet Counter Foundation Including Brick Masonary For Border or Concrete 1 2 4, Plastering, Cutting,Filling, | RFT | 20 |  | 185 | 3700 | 0 | 185 | 3700 | 0 | 185 | 3700 | 0
29 | Providing And Doing 12Mm to 20Mm Thick Internal Plaster Upto 4500 Mm Height To The Walls Ceiling In Cement Mortar 1 4 Mix In Single Coat Including Scaffolding, Watering, Curing, Cleaning Etc. Complete As Per Detail Drawing, As Specified And As Directed | SFT | 4000 | 3200 | 55 | 220000 | 176000 | 55 | 220000 | 176000 | 55 | 220000 | 176000
30 | Same As Above Item But In Patta Upto 1 To 3 Wide. | RFT | 45 |  | 30 | 1350 | 0 | 30 | 1350 | 0 | 30 | 1350 | 0
31 | Same As Above Item But In Patta Upto 4 To 6 Wide. | RFT | 50 |  | 35 | 1750 | 0 | 35 | 1750 | 0 | 35 | 1750 | 0
32 | Providing And Doing 12 To 20 Thick External Plaster Upto 4500 Mm Height To The Walls Ceiling In Cement Mortar 1 4 Mix In Double Coat Including Wire Mesh,Scaffolding, Watering, Curing, Cleaning Etc. Complete As Per Detail Drawing, As Specified And As Directed by EIC | SFT | 1 |  | 55 | 55 | 0 | 55 | 55 | 0 | 55 | 55 | 0
33 | Providing Waterproofing Treatment In Toilet , Kitchen, Bar, Terrace Area Over The Slab By First Coat Of Urp Coating Primer Applying 2 Coat Of Dr. Fixit Waterproofing Product (Pidifin 2K) As Per Manufacturer Specifications Including Surface Prepration And protection layer as instructed by EIC | SFT | 700 |  | 100 | 70000 | 0 | 90 | 63000 | 0 | 90 | 63000 | 0
34 | Providing Waterproofing Treatment In Toilet , Kitchen,Bar, Terrace Area Over The wall till 900 mm By First Coat Of Urp Coating Primer Applying 2 Coat Of Dr. Fixit Waterproofing Product (Pidifin 2K) As Per Manufacturer Specifications And 1 Coat Of | SFT | 650 |  | 100 | 65000 | 0 | 70 | 45500 | 0 | 70 | 45500 | 0
35 | Providing Waterproofing Treatment In Toilet , Kitchen, Bar, Terrace Area Over The Slab By Membrane Sheet As Per ArchitectorEic Specifications Including Surface Prepration And Screading As Per Manufacure S Specifications, All Lead, Lifts,Curing, Testing | SFT | 1 | 1700 | 110 | 110 | 187000 | 110 | 110 | 187000 | 110 | 110 | 187000
36 | Providing Waterproofing Treatment In Toilet , Kitchen, Bar, Terrace Area Over The Wall Till 900 Mm Height By Membrane Sheet As Per ArchitectorEic Specifications Including Surface Prepration As Per Manufacure S Specifications, All Lead, Lifts,Curing, Tes | SFT | 1 |  | 110 | 110 | 0 | 110 | 110 | 0 | 110 | 110 | 0
37 | Providing And Laying 10" Thick Siporex Bricks As Filling Material Consists Of 18 To25 Mm Thick Cement Mortar In Cm Ratio1 3 As Bottom Layer, 140 To 150 Mm Thick Siforex BLocks Along With Joints Filling By Mortar Cm 1 3 With Waterproofi | SFT | 700 | 800 | 210 | 147000 | 168000 | 210 | 147000 | 168000 | 210 | 147000 | 168000
38 | Vata 150X150 With Pcc And Plaster With Water Proofing Compound Including Dressing, Cleaning, Watering, Curing Etc. Complete As Per Detail Drawing Or As Directed By Architect Or Eic | RFT | 160 | 240 | 75 | 12000 | 18000 | 75 | 12000 | 18000 | 75 | 12000 | 18000
39 | Incasing Of Drain Pipes Covering In Kitchen or Toilet Area 12 X 12 Thick M-20 Concrete Filling Including Dressing, Cleaning, Watering, Curing Etc. Complete As Per Detail Drawing Or As Directed By Architect Or Ei. | RFT | 160 |  | 140 | 22400 | 0 | 140 | 22400 | 0 | 140 | 22400 | 0
40 | 24 X24 Ic Chambers As Main Chamber - Chamber Making In Brick Work With 1 4 Cement Sand Mortar Including Making Vata In All Edges, Plastering And Applying All Side 2 Coat Of Dr. Fixit Waterproofing Product (Pidifin 2K) Including Surface Prepration As Per Manufacure's Specifications, After That Fixing Of China Mosaic Tiles Inside Of Chamber, Joint Filling, Cutting Of Kota Stone Flooring And Fixing Of Grating Etc Complete Including All Lead, Lifts,Curing, Testing As Specified By EI. | NOS | 1 |  | 6500 | 6500 | 0 | 6500 | 6500 | 0 | 6500 | 6500 | 0
41 | 24 X18 IC chambers As Main Chamber - Chamber Making In Brick Work With 1 4 Cement Sand Mortar Including Making Vata In All Edges, Plastering And Applying All Side 2 Coat Of Dr. Fixit Waterproofing Product (Pidifin 2K) Including Surface Prepration As Per Manufacure's Specifications, After That Fixing Of China Mosaic Tiles Inside Of Chamber, Joint Filling, Cutting Of Kota Stone Flooring And Fixing Of Grating Etc Complete Including All Lead, Lifts,Curing, Testing As Specified By EI. |  | 1 |  | 6000 | 6000 | 0 | 6000 | 6000 | 0 | 6000 | 6000 | 0
42 | 12 X12 - Chamber Making In Brick Work With 1 4 Cement Sand Mortar Including Making Vata In All Edges, Plastering And Applying All Side 2 Coat Of Dr. Fixit Waterproofing Product (Pidifin 2K) Including Surface Prepration As Per Manufacure S Specification, After That Fixing Of China Mosaic Tiles Inside Of Chamber, Joint Filling, Cutting Of Kota Stone Flooring And Fixing Of Grating Etc Complete Including All Lead, Lifts,Curing, Testing As Specified By Ei. | NOS | 11 | 8 | 3750 | 41250 | 30000 | 4400 | 48400 | 35200 | 3750 | 41250 | 30000
43 | 18 X12 - Chamber Making In Brick Work With 1 4 Cement Sand Mortar Including Making Vata In All Edges, Plastering And Applying All Side 2 Coat Of Dr. Fixit Waterproofing Product (Pidifin 2K) Including Surface Prepration As Per Manufacure S Specification, After That Fixing Of China Mosaic Tiles Inside Of Chamber, Joint Filling, Cutting Of Kota Stone Flooring And Fixing Of Grating Etc Complete Including All Lead, Lifts,Curing, Testing As Specified By Ei. | NOS | 2 | 2 | 3850 | 7700 | 7700 | 3850 | 7700 | 7700 | 3850 | 7700 | 7700
44 | 24 X12 - Chamber Making In Brick Work With 1 4 Cement Sand Mortar Including Making Vata In All Edges, Plastering And Applying All Side 2 Coat Of Dr. Fixit Waterproofing Product (Pidifin 2K) Including Surface Prepration As Per Manufacure S Specification, After That Fixing Of China Mosaic Tiles Inside Of Chamber, Joint Filling, Cutting Of Kota Stone Flooring And Fixing Of Grating Etc Complete Including All Lead, Lifts,Curing, Testing As Specified By Ei. | NOS | 1 | 1 | 4100 | 4100 | 4100 | 4100 | 4100 | 4100 | 4100 | 4100 | 4100
45 | 84 X10 - Chamber Making In Brick Work With 1 4 Cement Sand Mortar Including Making Vata In All Edges, Plastering And Applying All Side 2 Coat Of Dr. Fixit Waterproofing Product (Pidifin 2K) Including Surface Prepration As Per Manufacure's Specification, After That Fixing Of China Mosaic Tiles Inside Of Chamber, Joint Filling, Cutting Of Kota Stone Flooring And Fixing Of Grating Etc Complete Including All Lead, Lifts,Curing, Testing As Specified By Ei. | NOS | 1 | 1 | 10800 | 10800 | 10800 | 10800 | 10800 | 10800 | 10800 | 10800 | 10800
| Copper chimney standard BOQ- Interior work | sum | sum |  |  | 5679360 | 5319490 | 0 | 5752898 | 5454850 |  | 5652580 | 5267115
1 | Providing Pest Control Anti-termite treatment by appointing a specialized agency as per the specifications mentioned by the Bureau of Indian Standard Agencies specification ( Whichever is higher ) for General Civil , Plumbing or Drainage timber or Carpentry works , Gypsum related work including 5 Years guarantee under suitable undertaking on stamp paper etc complete as directed . ( Mode of Measurement to be on carpet area of floor not the area of surface treated.) | SFT | 2100 | 2400 | 10 | 21000 | 24000 | 10 | 21000 | 24000 | 12 | 25200 | 28800
2 | Providing and Laying KOTA stone of 25mm thk. on avg 40 mm thk bed of 1 4 cement mortar in proper line and level including neat cement float, filling joints with neat cement slurry of appropriate colour, cleaning, curing, rubbing, complete. Scope includes laying of floor protective cover on the floor and removing of the same when directed along with supply of all necessary materials, labour, tools and tackles complete in line with the Technical Specification, Drawings and as per the direction of the Architect PMC. Including Polishing. Size 550x550 Basic Rate 55 Per SFT | SFT | 830 | 920 | 160 | 132800 | 147200 | 160 | 132800 | 147200 | 160 | 132800 | 147200
3 | Fixing laying of tiles for flooring which includes --bedding up to 50mm thickness with mortar of 1 6 ratio (1cement 6sand), spreading of grey cement slurry with minimum of 2kgor Sq.mt. ratio over bedding mortar, including 3mm spacer with epoxy grout of approved colour, adhesive of bal Endura or approved equivalent, making of hole where ever required, in proper line and level in all direction, at all height with lead and lift, polishingorfinishingorcleaning etc. as per design and drawing and directed by PMC etc. complete.size - 150x600 mm. Basic Rate 150 Per SFT (make kajaria) | SFT | 750 | 1150 | 285 | 213750 | 327750 | 285 | 213750 | 327750 | 285 | 213750 | 327750
4 | Fixing laying of tiles for flooring which includes --bedding upto 50 mm thickness with mortar of 1 6 ratio (1cement 6sand), spreading of grey cement slurry with minimum of 2kgor Sq.mt. ratio over bedding mortar, including 3mm spacer with epoxy grout of approved colour, adhesive of bal Endura or approved equivalent, making of hole where ever required, in proper line and level in all direction, at all height with lead and lift, polishingorfinishingorcleaning etc. as per design and drawing and directed by PMC etc. complete.size - 300x300. Basic Rate 220 Per SFT | SFT | 500 | 450 | 390 | 195000 | 175500 | 370 | 185000 | 166500 | 370 | 185000 | 166500
5 | Fixing laying of 100mm high tiles for skirting with bedding of appropriate approved make adhesive colour joint filler inclusive of making all grooveorchamferingorroundingorhole where ever required, in proper line and level in all direction, polishingorfinishingorcleaning etc. Complete as per detail drawing, specification and as directed by PMC.size - 100x600. Basic Rate 120 Per SFT | RFT | 165 | 175 | 130 | 21450 | 22750 | 130 | 21450 | 22750 | 130 | 21450 | 22750
6 | Providing and fixing Glazed Decorative wall tiles which includes-approved make of adhesive like bal Endura or equivalent, grey cement paste with backing coat of 1 3 cement mortar not less than 12mm thick as where ever required, joint filler of approved make and colour, as and where ever required, in proper line and level in all direction, at all height with lead and lift, polishingorfinishingorcleaning etc as per design, drawing and directed by PMC etc. all complete.Size 75x300 Rate 275per Sft | SFT | 270 | 275 | 460 | 124200 | 126500 | 450 | 121500 | 123750 | 410 | 110700 | 112750
7 | Providing and fixing Ceramic wall tiles with 2mm spacer which includes-approved make of adhesive like bal Endura or equivalent, dry cladding on bison board panelling, joint filler of approved make and colour, as and where ever required, in proper line and level in all direction, at all height with lead and lift, polishingorfinishingorcleaning etc as per design, drawing and directed by PMC etc. all complete. (Color - whiteor ivory) | SFT | 1505 | 1625 | 160 | 240800 | 260000 | 150 | 225750 | 243750 | 160 | 240800 | 260000
8 | P F of 304 grade 3mm thick SS Corner guard (30mm x 30mm, mat finished as per approved sample) fixing with conceal tile on each corner of the kitchen s wall before cladding of tiles, so that the corner may be protected from the damages. Complete in proper line level and site engineer s instruction. 2400 mm ht | RFT | 56 | 90 | 270 | 15120 | 24300 | 270 | 15120 | 24300 | 270 | 15120 | 24300
9 | P F of 6 mm thick antique brass floor inlay fixing with thread screws on each corner of the kitchen s wall before cladding of tiles, so that the corner may be protected from the damages. Complete in proper line level and site engineer s instruction. | RFT | 80 | 100 | 325 | 26000 | 32500 | 400 | 32000 | 40000 | 325 | 26000 | 32500
10 | Providing and applying Plaster of Paris punning of average thickness 20-25mm to existing wall surfacesor on existing tiles including chicken mesh in true level and plumb complete as per design and drawing Cleaning the surface properly with sand paper, filling cracksorholes with plaster of Paris. Applying lambi or putty (lambiorputty will be of good quality) sand papering the putty work on chamfers, etc.at any or all heights. Rate include cost for making grooves up to 12mm thick if required in horizontal or vertical direction near doors, windows, skirting, floor covering, masking tape and cleaning the area all complete as per drawing, design manufactures specification. block work walls | SFT | 900 | 2100 | 45 | 40500 | 94500 | 45 | 40500 | 94500 | 45 | 40500 | 94500
11 | Providing, making and fixing of Gypsum false ceiling as per manufacturer design and drawing including cut-outs for hvac grille, lights etc.at any or all heights. Rate quoted should be including of vertical drop of any heights, mouldings and size mentioned in drawings with necessary required framing in 450x 900 ultra Gyproc sections, fittings, and fixtures, scaffolding, floor covering, masking tape and cleaning the area all complete as per drawing, design manufactures specification all complete. Rates do not include painting work. | SFT | 550 | 520 | 140 | 77000 | 72800 | 130 | 71500 | 67600 | 115 | 63250 | 59800
12 | Kitchen Door - Providing fixing in position of wooden FRD Double Leaf Door made up of 38 mm thick fire rated flush door shutter of approved make thickness, Inner side finished with wooden laminate and outer side with veneer finish including providing fixing 750mm X 200mm fire rated 6 mm thk glass Vision panel and 12mm thk Wooden lipping all around, including of 300mm thk SS push plate and 300mm high SS kick plate, including PorF of Door frame made out of CP Teak or Ash wood or equivalent with melamine polish finish. Size of the frame approximate 175mm wide X 50mm thick. Applicable hardwares such as sors handlesor ss push plate, floor spring and any other hardware etc required to complete the related works as per design detail. door hardware make consider Dorma or HafeleorOzone Need heavy duty floor spring both sides openable. | SFT | 28 | 32 | 1700 | 47600 | 54400 | 1800 | 50400 | 57600 | 1800 | 50400 | 57600
13 | Kitchen Door - Providing fixing in position of wooden Double Leaf Door made up of 38 mm thick flush door shutter of approved make thickness, Inner side finished with wooden laminate and outer side with veneer finish including providing fixing 750mm X 200mm normal 6 mm thk glass Vision panel and 12mm thk Wooden lipping all around, including of 300mm thk SS push plate and 300mm high SS kick plate, including PorF of Door frame made out of CP Teak or Ash wood or equivalent with melamine polish finish. Size of the frame approximate 175mm wide X 50mm thick. Applicable hardwares such as sors handlesor ss push plate, floor spring and any other hardware etc required to complete the related works as per design detail. door hardware make consider Dorma or HafeleorOzone Need heavy duty floor spring both sides openable. | SFT | 28 |  | 1250 | 35000 | 0 | 1456 | 40768 | 0 | 1550 | 43400 | 0
14 | Live Kitchen Sliding Door Providing fixing in position of wooden FRD sliding door made up of 38mm thick fire rated flush door shutter of approved make thickness, both side to be finished with wooden laminate including providing fixing 750mm X 200mm fire rated glass Vision panel and 12mm thk Wooden lipping all around, including conceal handle a and 300mm high SS kick plate, including PorF of Door frame made out of CP Teak or Ash wood or equivalent with melamine polish finish. Size of the frame approximate 175mm wide X 50mm thick. Applicable hardware s such as sliding channel, sors handlesor ss push plate, lock, tower bolt and any other hardware etc required to complete the related works as per design detail. door hardware make consider Dorma or Hafeleor Ozone or equivalent Need heavy duty floor spring both sides openable. | SFT | 18 | 21 | 1200 | 21600 | 25200 | 1050 | 18900 | 22050 | 1250 | 22500 | 26250
15 | Live Kitchen Sliding Door Providing fixing in position of wooden sliding door made up of 38mm thick normal greenorkit make flush door shutter of approved make thickness, both side to be finished with wooden laminate including providing fixing 750mm X 200mm normal 6mm thk glass Vision panel and 12mm thk Wooden lipping all around, including conceal handle a and 300mm high SS kick plate, including PorF of Door frame made out of CP Teak or Ash wood or equivalent with melamine polish finish. Size of the frame approximate 175mm wide X 50mm thick. Applicable hardware s such as sliding channel, sors handlesor ss push plate, lock, tower bolt and any other hardware etc required to complete the related works as per design detail. door hardware make consider Dorma or HafeleorOzone Need heavy duty floor spring both sides openable. | SFT | 18 |  | 1050 | 18900 | 0 | 1300 | 23400 | 0 | 1250 | 22500 | 0
16 | Main Door (Size - 1800x2400 mm) PorF 10 mm thk. toughened glass double leaf openable door with 20x 40mm MS framework with whiteor black powder coating and bottom base wooden partiton height upto 600mm with wooden molding finish with duco paint and all necessary required groove, wooden framing, including glass door with heavy duty floor spring fixing with approved make adhesive and fasteners, cuttingor chamferingor grooveorrounding wherever required, at all height with lead and lift, finishing, cleaning as per design and drawing etc. all complete. including door lock. | SFT | 32 | 42 | 1500 | 48000 | 63000 | 1400 | 44800 | 58800 | 1250 | 40000 | 52500
17 | Trap Door - Providing and fixing trap doors for access to the service areas. The trap door shall have an internal frame o 50x50 mm MS Pipe and external frame made of 50mm x 50mm in good quality seasoned ash wood scantling on which the shutter is hinged. Shutter shall be made of 19 mm. Non fire rated Green Plywood. The exposed side Internal side shall be white laminate finish. Concealed heavy duty hinges shall be used to mount the shutters and locking shall be provided with Allen key and panel locks. Sufficient number of hinges and locks shall be provided to avoid sagging of the shutter. Key also shall be supplied | SFT | 64 | 24 | 750 | 48000 | 18000 | 950 | 60800 | 22800 | 950 | 60800 | 22800
18 | Trap Door - Providing and fixing firated trap doors for access to the service areas. The trap door shall have an internal frame o 50x50 mm MS Pipe and external frame made of 50mm x 50mm in good quality seasoned ash wood scantling on which the shutter is hinged. Shutter shall be made of 19 mm Green Plywood. The exposed side Internal side shall be white laminate finish. Concealed heavy duty hinges shall be used to mount the shutters and locking shall be provided with Allen key and panel locks. Sufficient number of hinges and locks shall be provided to avoid sagging of the shutter. Key also shall be supplied | SFT | 21 |  | 750 | 15750 | 0 | 950 | 19950 | 0 | 950 | 19950 | 0
19 | Service Station - (Size - 1200x550x900 mm) PorF service counters in duco finished from outer surface top finished in marble. The storage under the Counter should be provided with 6 ht. drawers at top row finished with wooden ribs. top of the shutter having C section brass inlay below openable shutters finished with duco. the drawer should have internal partiton with fabric finish for cutlary Shutters made out of 19mm thk. fire rated plywood finished with 1mm thk. laminate internally. The shutters to be provided with fittings such as hinges; handles; ball catch, locks etc. complete in all respect. The rates for the Shutters to be included. as per design and details. any 1drawer (in each service station) should have 3compartment made in ply finished with fabric for cutlery and bottom storage should have 1shelf for crockery, shelf in ply finished with white laminate Plywood - branded fire rated -- Greenply or Equivalent brand Veneer Make - EuroorGreenlamorMerinoor or equivalent (Basic Rate- 140 Sq. ft.) Laminate Make - EuroorGreenlamorMerinoor or equivalent (Basic Rate- 40 Sq. ft.) Marble basic rate - 800 sft | NOS | 3 | 2 | 42500 | 127500 | 85000 | 51000 | 153000 | 102000 | 47000 | 141000 | 94000
20 | Service Station - (Size - 1200x550x900 mm) PorF service counters in duco finished from outer surface top finished in marble. The storage under the Counter should be provided with 6 ht. drawers at top row finished with wooden ribs. top of the shutter having C section brass inlay below openable shutters finished with duco. the drawer should have internal partiton with fabric finish for cutlary Shutters made out of 19mm thk plywood finished with 1mm thk. laminate internally. The shutters to be provided with fittings such as hinges; handles; ball catch, locks etc. complete in all respect. The rates for the Shutters to be included. as per design and details. any 1drawer (in each service station) should have 3compartment made in ply finished with fabric for cutlery and bottom storage should have 1shelf for crockery, shelf in ply finished with white laminate Plywood - branded plyt -- Greenply or Equivalent brand Veneer Make - EuroorGreenlamorMerinoor or equivalent (Basic Rate- 140 Sq. ft.) Laminate Make - EuroorGreenlamorMerinoor or equivalent (Basic Rate- 40 Sq. ft.) Marble basic rate - 800 sft | NOS | 1 |  | 42500 | 42500 | 0 | 45000 | 45000 | 0 | 43000 | 43000 | 0
21 | Console (Size - 1200x600x900 mm) PorF service counters in duco finished from outer surface top finished in veneer. The storage under the Counter should be provided with 6 inch ht. drawers at top row finished with wooden ribs. top of the shutter having C section brass inlay below openable shutters finished with duco. the drawer should have internal partiton with fabric finish for cutlary Shutters made out of 19mm thk. fire rated plywood finished with 1mm thk. laminate internally. The shutters to be provided with fittings such as hinges; handles; ball catch, locks etc. complete in all respect. The rates for the Shutters to be included. as per design and details. any 1drawer (in each service station) should have 3compartment made in ply finished with fabric for cutlery and bottom storage should have 1shelf for crockery, shelf in ply finished with white laminate Plywood - branded fire rated Ply (MR Calibrated, IS 303) -- Greenply or Equivalent brand Veneer Make - EuroorGreenlamorMerinoor or equivalent (Basic Rate- 140 Sq. ft.) Laminate Make - EuroorGreenlamorMerinoor or equivalent (Basic Rate- 40 Sq. ft.) | NOS. | 1 |  | 46000 | 46000 | 0 | 51000 | 51000 | 0 | 46000 | 46000 | 0
22 | Console (Size - 1200x600x900 mm) PorF service counters in duco finished from outer surface top finished in veneer. The storage under the Counter should be provided with 6 inch ht. drawers at top row finished with wooden ribs. top of the shutter having C section brass inlay below openable shutters finished with duco. the drawer should have internal partiton with fabric finish for cutlary Shutters made out of 19mm thk. fire rated plywood finished with 1mm thk. laminate internally. The shutters to be provided with fittings such as hinges; handles; ball catch, locks etc. complete in all respect. The rates for the Shutters to be included. as per design and details. any 1drawer (in each service station) should have 3compartment made in ply finished with fabric for cutlery and bottom storage should have 1shelf for crockery, shelf in ply finished with white laminate Plywood - Ply (MR Calibrated, IS 303) -- Greenply or Equivalent brand Veneer Make - EuroorGreenlamorMerinoor or equivalent (Basic Rate- 140 Sq. ft.) Laminate Make - EuroorGreenlamorMerinoor or equivalent (Basic Rate- 40 Sq. ft.) | NOS. | 1 |  | 46000 | 46000 | 0 | 46000 | 46000 | 0 | 46000 | 46000 | 0
23 | MS Display Unit 01( SIze -1500x200x5000 mm) PorF Display unit having 20 x 20mm MS framework with black powder coat upto ceiling height, having wooden shelf @ every 350mm corc including all necessary hardware etc. complete. Rate include 15 Nos 20mm thk sandwitched glass shelf (500x250 mm) with cane in center and with veneer finish frame Plywood - branded fire rated Ply (MR Calibrated, IS 303) -- Greenply or Equivalent brand Veneer Make - EuroorGreenlamorMerinoor or equivalent (Basic Rate- 140 Sq. ft.) Laminate Make - EuroorGreenlamorMerinoor or equivalent (Basic Rate- 40 Sq. ft.) 20X20mm MS section finish with black powder coat | NOS. | 2 | 4 | 45000 | 90000 | 180000 | 45000 | 90000 | 180000 | 45000 | 90000 | 180000
24 | 20mm thk sandwiched glass shelf with cane in center and with veneer finish frame(500x200 mm) | Nos | 18 |  | 3250 | 58500 | 0 | 2650 | 47700 | 0 | 2650 | 47700 | 0
25 | Hostess Desk (Size - 1000x500x1050 mm) roviding and fixing Hostess desk made out of approved make branded fire rated ply -- Greenply or Equivalent brand and finished with veneer as approved with veneer groves as per design with melamine matt polish 20X20mm MS section finish with black powder coated legs. with ss 3mm thick pvd coated CC Logo Desk to have 2 drawers of ht 155mm, finished with duco outside and veneer matching laminate inside with inbuilt recessed handles in wood and polish. Basic cost of Veneer 140or- SFT | NOS. | 1 |  | 33500 | 33500 | 0 | 33500 | 33500 | 0 | 33500 | 33500 | 0
26 | Hostess Desk (Size - 1000x500x1050 mm) Providing and fixing Hostess desk made out of approved make branded ply -- Greenply or Equivalent brand and finished with veneer as approved with veneer groves as per design with melamine matt polish 20X20mm MS section finish with black powder coated legs. with ss 3mm thick pvd coated CC Logo Desk to have 2 drawers of ht 155mm, finished with duco outside and veneer matching laminate inside with inbuilt recessed handles in wood and polish. Basic cost of Veneer 140or- SFT | Nos | 1 | 1 | 32500 | 32500 | 32500 | 32000 | 32000 | 32000 | 32500 | 32500 | 32500
27 | Banquet Back Planter Box (Size - 8450x300x900 mm) Providing and fixing of 19mm thk fire rated Ply-- Greenply or Equivalent brand apron to be cladded with VeneerorSolid Wood all necessary required groove, wooden framing, approved make adhesive and cuttingor chamferingor grooveorrounding wherever required, at all height with lead and lift, finishing, cleaning as per design and drawing etc. all complete. | RFT | 24 | 28 | 2200 | 52800 | 61600 | 2700 | 64800 | 75600 | 2900 | 69600 | 81200
28 | Banquet Back Planter Box (Size - 8450x300x900 mm) Providing and fixing of 19mm thk Ply-- Greenply or Equivalent brand apron to be cladded with VeneerorSolid Wood all necessary required groove, wooden framing, approved make adhesive and cuttingor chamferingor grooveorrounding wherever required, at all height with lead and lift, finishing, cleaning as per design and drawing etc. all complete. | RFT | 1 |  | 2200 | 2200 | 0 | 2300 | 2300 | 0 | 2500 | 2500 | 0
29 | Banquet Seating (Size - 8450x600x900 mm) Providing, making and fixing sofa made out of wooden frame work and cladded with 12mm thk approved make branded fire rated Ply -- Greenply or Equivalent brand approved fabric with required wooden frame, top rail having 38mm dia brass metal rail height upto 150mm and side to have a cane paneling with required wooden frame with incline backrest. the bottom to have storage under seat with heavy duty sliding trolly to keep crockey. finishingorcleaningorcuttingorrequired fixture fasteners etc. as per design drawing as directed by Project Manager etc. complete. Sofa will have high density rubber foam in angle.(Foam used should be approved and to be certified against poisonous and noxious fumes.) Rate includes upholstery of fabrics. Under seating Drawers with heavy duty trolley for storage. Veneer on exterior finish Basic cost @ 140Rs sft Leathere Basic cost @ 550 per RMT Fabric Basic cost - 1600 Rmt 38mm dia brass top rail Heavy duty sliding trolly for storage | RFT | 48 |  | 7400 | 355200 | 0 | 7900 | 379200 | 0 | 7800 | 374400 | 0
30 | Banquet Seating (Size - 8450x600x900 mm) Providing, making and fixing sofa made out of wooden frame work and cladded with 12mm thk approved make branded Ply -- Greenply or Equivalent brand approved fabric with required wooden frame, top rail having 38mm dia brass metal rail height upto 150mm and side to have a cane paneling with required wooden frame with incline backrest. the bottom to have storage under seat with heavy duty sliding trolly to keep crockey. finishingorcleaningorcuttingorrequired fixture fasteners etc. as per design drawing as directed by Project Manager etc. complete. Sofa will have high density rubber foam in angle.(Foam used should be approved and to be certified against poisonous and noxious fumes.) Rate includes upholstery of fabrics. Under seating Drawers with heavy duty trolley for storage. Veneer on exterior finish Basic cost @ 140Rs sft Leathere Basic cost @ 550 per RMT Fabric Basic cost - 1600 Rmt 18mm dia brass top rail Heavy duty sliding trolly for storage | RFT | 1 | 56 | 7000 | 7000 | 392000 | 7450 | 7450 | 417200 | 7000 | 7000 | 392000
31 | Cane Paneling - Supply and Fixing of bamboo cane in natural finish with all necessary hardware upto 5000mm height as specified in drawings or as instructed by EIC | SQFT | 350 | 350 | 750 | 262500 | 262500 | 750 | 262500 | 262500 | 650 | 227500 | 227500
32 | Wall Dado Veneer Paneling - Providing, making and fixing of wall panel made of 12mm thk branded fire rated Ply -- Greenply or Equivalent brand with Veneer finish with PU polish with approved make adhesive and fasteners, cuttingor chamfering or grooveorrounding wherever required, at all height with lead and lift, finishing, cleaning as per design and drawing etc. all complete. Basic Rate of Veneer @ 120 Rs per SFT | SFT | 475 | 200 | 780 | 370500 | 156000 | 680 | 323000 | 136000 | 780 | 370500 | 156000
33 | Wall Dado Veneer Paneling - Providing, making and fixing of wall panel made of 12mm thk branded Ply -- Greenply or Equivalent brand with Veneer finish with PU polish approved make adhesive and fasteners, cuttingor chamferingor grooveorrounding wherever required, at all height with lead and lift, finishing, cleaning as per design and drawing etc. all complete. Basic Rate of Veneer @ 120 Rs per SFT | SFT | 1 |  | 680 | 680 | 0 | 680 | 680 | 0 | 680 | 680 | 0
34 | Moulding Providing, making and fixing of wooden mouldings as per detail drawing with grooves to be added with all necessary required wooden framing, approved make adhesive and fasteners, cuttingor chamferingor grooveorrounding wherever required, at all height with lead and lift, finishing, cleaning as per design and drawing etc. all complete. | RFT | 600 | 250 | 275 | 165000 | 68750 | 275 | 165000 | 68750 | 275 | 165000 | 68750
35 | Storage Cabinet - With Bamboo Cane shutter - P/F louver shutter with fire rated plywood framework finished with veneer as per design detail made in wood with openable shutters with bamboo cane paneling back side of the cane to be finished with laminate. Including all necessary required wooden framing, approved make adhesive and fasteners, Lock, cuttingor chamferingor grooveorrounding wherever required, at all height with lead and lift, finishing, cleaning as per design and drawing etc. all complete. Basic rate of Veneer @ 120 Rs per SFT Basic rate of laminate @ 50 Rs per SFT | SFT | 18 | 90 | 3000 | 54000 | 270000 | 3000 | 54000 | 270000 | 3000 | 54000 | 270000
36 | Signage bulkhead Ply boxing with leather finish granite panelling on façade Providing, making and fixing fire rated ply boxing made out of woodenor aluminium frame work and cladded with 12mm thk approved make branded fire rated Ply (MR Calibrated, IS 303) -- Greenply or Equivalent brand finished with 18mm thk leather finish granite. all with required frame finishingorcleaningorcuttingorrequired fixture fasteners etc. as per design drawing as directed by Project Manager etc. complete. | SFT | 60 | 25 | 1150 | 69000 | 28750 | 1200 | 72000 | 30000 | 1200 | 72000 | 30000
37 | Planter Box above banquet (Size - 8450x3100x300) - Providing and fixing M.S frame stand made out of 20mm x 20mm hollow box sections with 19mm thk approved make branded fire rated Ply-- Greenply or Equivalent brand apron to be cladded with MDF of HDMR as per site incharge and plastic paint VeneerorSolid Wood all necessary required groove, wooden framing, approved make adhesive and cuttingor chamferingor grooveorrounding wherever required, at all height with lead and lift, finishing, cleaning as per design and drawing etc. all complete. | RFT | 25 | 28 | 3480 | 87000 | 97440 | 4200 | 105000 | 117600 | 3480 | 87000 | 97440
38 | Bar Counter (Size - 3000x200 mm) PorF Bar counter to be made out of 19mm thk approved make branded fire rated ply-- Greenply or Equivalent brand apron to be cladded with wood bamboo cane as per detail and platform in white Marble finished based on ply with necessary ms barcket, Necessary opening should be made for fixing of stainless steel sink. Erecting brick wall for plumbing and Brick platform should be provided on floor below the platform of 100mm high brass skirting from outside. The top platform to have 50mm wide Marble finish fascia horizontally.Plywood - branded fire rated Ply-- Greenply or Equivalent brand Veneer Make - EuroorGreenlamorMerinoor or equivalent (Basic Rate- 140 Sq. ft.)Top service Counter Ply Base with Neccesory Support to receved marble | RFT | 10 | 25 | 550 | 5500 | 13750 | 550 | 5500 | 13750 | 550 | 5500 | 13750
39 | Bar Counter - Front Elevation (apron) to be to be made out of 19mm thk approved make branded fire rated Ply) -- Greenply or Equivalent brand with veneer finish frames, ply to be finished with duco and veneer frames to be finished with PU polish. Top row finished with metal cane and 100mm skirting with veneer as per detailed Drawing design. Provision for indirect lighting to be made excluding pvdf coated brass finished pipe which shall be measured and paid separately | SFT | 20 | 75 | 1500 | 30000 | 112500 | 1500 | 30000 | 112500 | 1500 | 30000 | 112500
40 | 50mm thk Top service platform in Marble Marble Basic Rate 800or- per SQ.FT. | RFT | 10 | 22 | 1200 | 12000 | 26400 | 950 | 9500 | 20900 | 950 | 9500 | 20900
41 | Bar Counter - 38mm Dia Foot rest real brass antique finish at the bottom. | RFT | 10 | 20 | 1200 | 12000 | 24000 | 2200 | 22000 | 44000 | 1200 | 12000 | 24000
42 | Bar Counter - 600x900 mm Wicket door for bar area entry finished same as counter appron | Nos | 1 | 1 | 7000 | 7000 | 7000 | 7000 | 7000 | 7000 | 7000 | 7000 | 7000
43 | Bar Counter - 100mm high brass plate Skirting | RFT | 12 | 22 | 350 | 4200 | 7700 | 650 | 7800 | 14300 | 350 | 4200 | 7700
44 | Bar Counter - PorF 75mm thk fire rated plywood partition finished with bamboo closed cane matting , internal ply finished with laminate. structure to be made out of 40x20mm thk wooden frame with 12mm ply on both side, intermidiate member size of 40 x 20mm wooden frameor bidding to be finished with PU polish. to be finished with duco paint finish with necessary fittings as per design and details. | SFT | 15 |  | 1100 | 16500 | 0 | 950 | 14250 | 0 | 950 | 14250 | 0
45 | Bar Display Unit - PorF 350mm deep Bar display unit to be made out of 19mm thk approved make branded fire rated Ply -- Greenply or Equivalent brand with veneer finish, having brass shelf @ every 400mm corc. The Backdrop made out of 12mm thk approved make branded fire rated Ply -- Greenply or Equivalent brand with finished with bronze mirror, front panelling to be veneer finsh. The shelves to be provided with necessary fittings etc. complete in all respect. The rates for shelves to be included. as per design and details. Marble Basic Rate 600or- per SQ.FT. | SFT | 35 | 60 | 2050 | 71750 | 123000 | 2050 | 71750 | 123000 | 2050 | 71750 | 123000
46 | Mirror Panelling | SFT | 25 | 60 | 600 | 15000 | 36000 | 600 | 15000 | 36000 | 600 | 15000 | 36000
47 | SS PVD Coated Brass finish Shelves | no. | 3 |  | 8500 | 25500 | 0 | 8500 | 25500 | 0 | 8500 | 25500 | 0
48 | PVD coated Brass finish pipe 25x25 mm | Rft | 32 | 30 | 750 | 24000 | 22500 | 750 | 24000 | 22500 | 750 | 24000 | 22500
49 | Veneer Paneling | Sqft | 25 |  | 970 | 24250 | 0 | 950 | 23750 | 0 | 950 | 23750 | 0
50 | Bar Counter Back - ( Size - 3000x600 mm) P F of back counter of 600mm wide granite top working back counter, with 19mm thick fire rated plywood structure 12mm plywood back, counter having 4 nos. of open able shutters (in 19mm thick plywood) on front side of the unit. Counter top to be finished with 19mm thick black galaxy granite with 38mm dual nose finished, counter front part, all the visible part to be finished with 1mm thick wooden laminate, counters internal part to be finished with 1mm thick light walnut laminate (selected make, basic cost INR. 1200.00or sheet). Rate inclusive of all necessary hardware fittings - like hinges, draw telescopic channels, cup board lock, decorative antique bolt handle, wire managers, etc. (approved branded make) necessary cut out for services requirements. Counter having 50mm ht. 18 mm thick flamed granite skirting on front side on existing 150mm ht. kobah. Complete as per architectural detail drawing site engineer s instruction. | Rft | 10 | 15 | 6000 | 60000 | 90000 | 6000 | 60000 | 90000 | 6000 | 60000 | 90000
51 | P F of 350mm wide Bar Bulkheador glass hanger having 25mm X 25MM brass metalor SS PVD COATING box section in 2 layers having vertical and horizontal member @every 450mm corc with 10mm thk toughthned glass shelf having provision for led profile light. brass metal to be brushed finish. the base including 8-10mm solid rods band in curve shape to hang the wine glass. the top portion to have 6-8mm thk flutted glass palnelling. Rate including all necessary hardware fittings to install the shelves, anchor fastner, ceiling support, scaffolding, etc. as required on site. Complete as per architectural detail drawing site engineers instruction. Height will be upto 1200 mm | Rft | 12 | 12 | 8100 | 97200 | 97200 | 8200 | 98400 | 98400 | 7000 | 84000 | 84000
52 | Entry Glass Partition - (Size - 6950x3300 mm) PorF 10 mm thk. toughened glass partitions with 20 x 40mm MS framework with whiteor black powder coating and all necessary required groove, wooden framing, with approved make adhesive and fasteners, cuttingor chamferingor grooveorrounding wherever required, at all height with lead and lift, finishing, cleaning as per design and drawing etc. all complete. Providing, making and fixing of wall panel made of 12mm thk fire rated ply -- Greenply or Equivalent brand with MDF finish with Duco paint and wooden molding as per design, all necessary required wooden framing, approved make adhesive and fasteners, cuttingor chamferingor grooveorrounding wherever required, at all height with lead and lift, finishing, cleaning as per design and drawing etc. all complete. skirting in metal, brass finish (same as main door handle) | SFT | 270 | 430 | 950 | 256500 | 408500 | 1100 | 297000 | 473000 | 950 | 256500 | 408500
53 | Main Door Handle ( Size - 450x450 mm) Providing, Supplying fixing of double sided 3mm thk Sign handle in brass | NOS | 2 |  | 10500 | 21000 | 0 | 10500 | 21000 | 0 | 10500 | 21000 | 0
54 | Main Door Handle ( Size - 150x900 mm) Providing, Supplying fixing of double sided vertial main door handle finished in 25x25 mm MS tube and CP teak to be fixed on MS Pipe with all necessary hardwares and painting works | NOS | 2 |  | 4500 | 9000 | 0 | 4500 | 9000 | 0 | 4500 | 9000 | 0
55 | BisonorV-Board Paneling Providing, making and fixing of wall paneling made of 12mm thk branded bison boardor V board paneling on wall including MS framework 0f 50x50 mm from slab to slab height of 5000mm. framework to be finished with zink oxide and enamel finish with all necessary required framing, approved make adhesive and fasteners, cuttingor chamferingor grooveorrounding wherever required, at all height with lead and lift, finishing, cleaning as per design and drawing etc. all complete. | SFT | 2900 |  | 390 | 1131000 | 0 | 390 | 1131000 | 0 | 390 | 1131000 | 0
56 | BisonorV-Board Paneling Providing, making and fixing of wall paneling made of 12mm thk branded bison boardor V board paneling on wall and 12 mm thk firated Gypsum board including MS 50x50 mm framework from slab to slab height upto 5000mm. framework to be finished with zink oxide and enamel finish with all necessary required framing, approved make adhesive and fasteners, cuttingor chamferingor grooveorrounding wherever required, at all height with lead and lift, finishing, cleaning as per design and drawing etc. all complete. | SFT | 1 | 850 | 490 | 490 | 416500 | 510 | 510 | 433500 | 500 | 500 | 425000
57 | BisonorV-Board Paneling Providing, making and fixing of wall paneling made of 12mm thk branded bison boardor V board paneling on wall and 12 mm thk Gypsum board including MS framework 50x50 mm from slab to slab height upto 5000mm. framework to be finished with zink oxide and enamel finish with all necessary required framing, approved make adhesive and fasteners, cuttingor chamferingor grooveorrounding wherever required, at all height with lead and lift, finishing, cleaning as per design and drawing etc. all complete. | SFT | 1 |  | 470 | 470 | 0 | 490 | 490 | 0 | 480 | 480 | 0
58 | MS framework for curtain wall PorF of 20 x 20mm MS framework with black powder coat upto ceiling height, having intermediate memebr @ every 900mm corc including all necessary hardware etc. complete. | RFT | 30 | 400 | 120 | 3600 | 48000 | 120 | 3600 | 48000 | 120 | 3600 | 48000
59 | FAÇADE granite bulkhead Providing, making and fixing of bulkhead 200mm thk box paneling made of 18 mm thk firated ply paneling on wall including MS framework from slab. framework to be finished with zinc oxide and enamel finish. the boxing to be finisged with black leather finish granite with granite molding in levels as per detail drawing. having required holes to fix the signage letter. cost inlcudes all necessary required framing, approved make adhesive and fasteners, cuttingor chamferingor grooveorrounding wherever required, at all height with lead and lift, finishing, cleaning as per design and drawing etc. all complete. | SFT | 65 | 70 | 1150 | 74750 | 80500 | 1150 | 74750 | 80500 | 1150 | 74750 | 80500
60 | FAÇADE granite bulkhead Providing, making and fixing of bulkhead 200mm thk box paneling made of 18 mm thk ply paneling on wall including MS framework from slab. framework to be finished with zinc oxide and enamel finish. the boxing to be finisged with black leather finish granite with granite molding in levels as per detail drawing. having required holes to fix the signage letter. cost inlcudes all necessary required framing, approved make adhesive and fasteners, cuttingor chamferingor grooveorrounding wherever required, at all height with lead and lift, finishing, cleaning as per design and drawing etc. all complete. Basic Rate of Granite - 270 Rs sft | SFT | 1 |  | 1150 | 1150 | 0 | 1150 | 1150 | 0 | 1150 | 1150 | 0
61 | Glass PARTITION on live kitchen - PorF 10 mm thk. 2 hrs fire rated glass partitions with 20 x 40mm MS framework with whiteor black powder coating and all necessary required groove, wooden framing, with approved make adhesive and fasteners, cuttingor chamferingor grooveorrounding wherever required, at all height with lead and lift, finishing, cleaning as per design and drawing etc. all complete. | SFT | 55 | 125 | 3400 | 187000 | 425000 | 3400 | 187000 | 425000 | 3400 | 187000 | 425000
62 | PROVIDING AND FIXING FROSTED FILM ON GLASS INCLUDING NECESSARY ADHESIVE, CLEANING ETC. COMPLETE AS PER DETAILED DRAWING AND AS DIRECTED BY ARCHITECT OR EI. | SFT | 30 | 50 | 100 | 3000 | 5000 | 75 | 2250 | 3750 | 75 | 2250 | 3750
63 | 18 MM PLY SUPPLY FIXING of firated | SFT | 1 |  | 175 | 175 | 0 | 175 | 175 | 0 | 175 | 175 | 0
64 | 12 MM PLY SUPPLY FIXING (ONLY PLY) | SFT | 1 |  | 125 | 125 | 0 | 155 | 155 | 0 | 125 | 125 | 0
65 | Installation of Hanging Bells in FOH as directed by ArchitectorEIC with necessary hardwares | Nos | 560 | 450 | 85 | 47600 | 38250 | 85 | 47600 | 38250 | 85 | 47600 | 38250
66 | P F of texture wallpaper as per approval (Basic rate- 155orSq Ft) | SFT | 250 | 150 | 250 | 62500 | 37500 | 250 | 62500 | 37500 | 250 | 62500 | 37500
67 | P F of ceiling fans paper as per approval | NOS | 6 | 6 | 27000 | 162000 | 162000 | 28000 | 168000 | 168000 | 27000 | 162000 | 162000
68 | P F of bamboo blind manual folding curtains as per approval | SFT | 150 | 75 | 320 | 48000 | 24000 | 250 | 37500 | 18750 | 275 | 41250 | 20625
69 | Size 775 x 1050mm High Resolution Digital printing on HP Canvas STRETCHED on 1 inch wooden frame (stapling on sides) Back 3 mm sun board with leather finish vinyl pasted on it. | NOS | 3 | 3 | 2500 | 7500 | 7500 | 2500 | 7500 | 7500 | 2500 | 7500 | 7500
70 | Size 440x340 mm High Resolution Digital printing on HP Canvas STRETCHED on 1 inch wooden frame (stapling on sides) Back 3 mm sun board with leather finish vinyl pasted on it. | NOS | 3 | 3 | 1250 | 3750 | 3750 | 1250 | 3750 | 3750 | 1250 | 3750 | 3750
71 | Chef Photos - Size 775 x 1050mm | NOS | 4 |  | 2500 | 10000 | 0 | 2500 | 10000 | 0 | 2500 | 10000 | 0
| Copper chimney standard BOQ- Plumbing work | sum | sum |  |  | 584790 | 261330 | 0 | 562270 | 261330 |  | 595070 | 270995
1 | 15 Mm Dia - Supply, Laying, Testing And Commissioning Of Food Grade Cpvc Pipes For Ro Raw Water Piping Conforming To Cts (Copper Tube Size) Sdr-11 As Per Astm D 2846 With Necessary Fittings Up To The Size Of 50 Mm Dia , Jointing With Cpvc Solvent Cement Of Medium Body Ips Brand Or Equivalent Conform | rft | 1 |  | 65 | 65 | 0 | 65 | 65 | 0 | 210 | 210 | 0
2 | 20 Mm Dia - Supply, Laying, Testing And Commissioning Of Food Grade Cpvc Pipes For Ro Raw Water Piping Conforming To Cts (Copper Tube Size) Sdr-11 As Per Astm D 2846 With Necessary Fittings Up To The Size Of 50 Mm Dia , Jointing With Cpvc Solvent Cement Of Medium Body Ips Brand Or Equivalent Conform | rft | 222 | 222 | 85 | 18870 | 18870 | 85 | 18870 | 18870 | 40 | 8880 | 8880
3 | 25 Mm Dia - Supply, Laying, Testing And Commissioning Of Food Grade Cpvc Pipes For Ro Raw Water Piping Conforming To Cts (Copper Tube Size) Sdr-11 As Per Astm D 2846 With Necessary Fittings Up To The Size Of 50 Mm Dia , Jointing With Cpvc Solvent Cement Of Medium Body Ips Brand Or Equivalent Conform | rft | 88 | 88 | 105 | 9240 | 9240 | 105 | 9240 | 9240 | 30 | 2640 | 2640
4 | 32 Mm Dia - Supply, Laying, Testing And Commissioning Of Food Grade Cpvc Pipes For Ro Raw Water Piping Conforming To Cts (Copper Tube Size) Sdr-11 As Per Astm D 2846 With Necessary Fittings Up To The Size Of 50 Mm Dia , Jointing With Cpvc Solvent Cement Of Medium Body Ips Brand Or Equivalent Conform | rft | 15 | 15 | 125 | 1875 | 1875 | 125 | 1875 | 1875 | 55 | 825 | 825
5 | 40 Mm Dia - Supply, Laying, Testing And Commissioning Of Food Grade Cpvc Pipes For Ro Raw Water Piping Conforming To Cts (Copper Tube Size) Sdr-11 As Per Astm D 2846 With Necessary Fittings Up To The Size Of 50 Mm Dia , Jointing With Cpvc Solvent Cement Of Medium Body Ips Brand Or Equivalent Conform | rft | 1 | 15 | 145 | 145 | 2175 | 145 | 145 | 2175 | 220 | 220 | 3300
6 | 50 Mm Dia - Supply, Laying, Testing And Commissioning Of Food Grade Cpvc Pipes For Ro Raw Water Piping Conforming To Cts (Copper Tube Size) Sdr-11 As Per Astm D 2846 With Necessary Fittings Up To The Size Of 50 Mm Dia , Jointing With Cpvc Solvent Cement Of Medium Body Ips Brand Or Equivalent Conform | rft | 1 |  | 165 | 165 | 0 | 165 | 165 | 0 | 220 | 220 | 0
7 | 15 Mm Dia - Supply, Laying, Testing And Commissioning Of Cpvc - Schedule 80 Pipes And Fittings Suitable For Domestic Hot Water Application (Max. Temp.85 Deg.C) Rated For A Working Pressure Of 5 Kg Cm2 And Conforming To Latest Indian International Standards For Ver | rft | 1 |  | 75 | 75 | 0 | 75 | 75 | 0 | 80 | 80 | 0
8 | 20 Mm Dia - Supply, Laying, Testing And Commissioning Of Cpvc - Schedule 80 Pipes And Fittings Suitable For Domestic Hot Water Application (Max. Temp.85 Deg.C) Rated For A Working Pressure Of 5 Kg Cm2 And Conforming To Latest Indian International Standards For Ver | rft | 84 | 100 | 95 | 7980 | 9500 | 95 | 7980 | 9500 | 115 | 9660 | 11500
9 | 25 Mm Dia - Supply, Laying, Testing And Commissioning Of Cpvc - Schedule 80 Pipes And Fittings Suitable For Domestic Hot Water Application (Max. Temp.85 Deg.C) Rated For A Working Pressure Of 5 Kg Cm2 And Conforming To Latest Indian International Standards For Ver | rft | 8 | 15 | 115 | 920 | 1725 | 115 | 920 | 1725 | 135 | 1080 | 2025
10 | 20 Mm Dia - Supply And Covering (Thermal Insulation) Hot Water Pipes With 13 Mm Thick Performed Closed Cell Nitrite Rubber Pipe Section Insulation Having Density Not Less Than 60 Kg Cm2 And K Valve Not More Than 0.034 W M Deg. K @ 20 Deg C Mean Temperature, Jointin | rft | 84 |  | 100 | 8400 | 0 | 100 | 8400 | 0 | 120 | 10080 | 0
11 | 25 Mm Dia - Supply And Covering (Thermal Insulation) Hot Water Pipes With 13 Mm Thick Performed Closed Cell Nitrite Rubber Pipe Section Insulation Having Density Not Less Than 60 Kg Cm2 And K Valve Not More Than 0.034 W M Deg. K @ 20 Deg C Mean Temperature, Jointin | rft | 8 |  | 120 | 960 | 0 | 120 | 960 | 0 | 140 | 1120 | 0
12 | 20 Mm Dia - Supply, Installing Testing And Commissioning Of Isi Marked Gun Metal Screwed Pattern Non-Return Valve Conforming To Is 778 Class 1 Including Jointing, Supporting Etc. Complete And As Directed. | nos | 23 | 20 | 350 | 8050 | 7000 | 350 | 8050 | 7000 | 350 | 8050 | 7000
13 | 25 Mm Dia - Supply, Installing Testing And Commissioning Of Isi Marked Gun Metal Screwed Pattern Non-Return Valve Conforming To Is 778 Class 1 Including Jointing, Supporting Etc. Complete And As Directed. | nos | 1 | 1 | 550 | 550 | 550 | 550 | 550 | 550 | 550 | 550 | 550
14 | 32 Mm Dia - Supply, Installing Testing And Commissioning Of Isi Marked Gun Metal Screwed Pattern Non-Return Valve Conforming To Is 778 Class 1 Including Jointing, Supporting Etc. Complete And As Directed. | nos | 2 | 2 | 750 | 1500 | 1500 | 750 | 1500 | 1500 | 750 | 1500 | 1500
15 | 40 Mm Dia - Supply, Installing Testing And Commissioning Of Isi Marked Gun Metal Screwed Pattern Non-Return Valve Conforming To Is 778 Class 1 Including Jointing, Supporting Etc. Complete And As Directed. | nos | 1 |  | 950 | 950 | 0 | 950 | 950 | 0 | 950 | 950 | 0
16 | 50 Mm Dia - Supply, Installing Testing And Commissioning Of Isi Marked Gun Metal Screwed Pattern Non-Return Valve Conforming To Is 778 Class 1 Including Jointing, Supporting Etc. Complete And As Directed. | nos | 1 |  | 1250 | 1250 | 0 | 1250 | 1250 | 0 | 1250 | 1250 | 0
17 | 210Mm Dia Supply, Laying , Testing Commissioning Of Upvc-Swr Pipes Conforming To Is 13592 92 And Fittings Conforming To Is-14935 99, Cutting The Pipes To Required Lengths, Laying In Position To Required Grade And Level, Jointing, Making Holes, Pockets, Chases In Type B 6 Kg | rft | 63 |  | 350 | 22050 | 0 | 350 | 22050 | 0 | 350 | 22050 | 0
18 | 160Mm Dia Supply, Laying , Testing Commissioning Of Upvc-Swr Pipes Conforming To Is 13592 92 And Fittings Conforming To Is-14935 99, Cutting The Pipes To Required Lengths, Laying In Position To Required Grade And Level, Jointing, Making Holes, Pockets, Chases In Type B 6 Kg | rft | 1 |  | 310 | 310 | 0 | 310 | 310 | 0 | 310 | 310 | 0
19 | 100Mm Dia Supply, Laying , Testing Commissioning Of Upvc-Swr Pipes Conforming To Is 13592 92 And Fittings Conforming To Is-14935 99, Cutting The Pipes To Required Lengths, Laying In Position To Required Grade And Level, Jointing, Making Holes, Pockets, Chases In Type B 6 Kg | rft | 1 | 110 | 310 | 310 | 34100 | 310 | 310 | 34100 | 310 | 310 | 34100
20 | 90Mm Dia Supply, Laying , Testing Commissioning Of Upvc-Swr Pipes Conforming To Is 13592 92 And Fittings Conforming To Is-14935 99, Cutting The Pipes To Required Lengths, Laying In Position To Required Grade And Level, Jointing, Making Holes, Pockets, Chases In Type B 6 Kg | rft | 1 |  | 280 | 280 | 0 | 280 | 280 | 0 | 280 | 280 | 0
21 | 75Mm Dia Supply, Laying , Testing Commissioning Of Upvc-Swr Pipes Conforming To Is 13592 92 And Fittings Conforming To Is-14935 99, Cutting The Pipes To Required Lengths, Laying In Position To Required Grade And Level, Jointing, Making Holes, Pockets, Chases In Type B 6 Kg | rft | 37 | 70 | 250 | 9250 | 17500 | 250 | 9250 | 17500 | 250 | 9250 | 17500
22 | 50Mm Dia Supply, Laying , Testing Commissioning Of Upvc-Swr Pipes Conforming To Is 13592 92 And Fittings Conforming To Is-14935 99, Cutting The Pipes To Required Lengths, Laying In Position To Required Grade And Level, Jointing, Making Holes, Pockets, Chases In Type B 6 Kg | rft | 55 | 55 | 230 | 12650 | 12650 | 230 | 12650 | 12650 | 245 | 13475 | 13475
23 | 50 Mm Dia - Supply, Laying ,Of Flexibale Pipes Pipes To Required Lengths, Laying In Position To Required Grade And Level, Jointing, Making Holes, Pockets, Chases In | rft | 15 | 15 | 105 | 1575 | 1575 | 105 | 1575 | 1575 | 125 | 1875 | 1875
24 | 40 Mm Dia - Supply, Laying ,Of Flexibale Pipes Pipes To Required Lengths, Laying In Position To Required Grade And Level, Jointing, Making Holes, Pockets, Chases In | rft | 1 | 15 | 90 | 90 | 1350 | 90 | 90 | 1350 | 110 | 110 | 1650
25 | 32 Mm Dia - Supply, Laying ,Of Flexibale Pipes Pipes To Required Lengths, Laying In Position To Required Grade And Level, Jointing, Making Holes, Pockets, Chases In | rft | 1 | 15 | 75 | 75 | 1125 | 75 | 75 | 1125 | 95 | 95 | 1425
26 | Supply, Laying, Testing Commissioning Of Kohler Complementary Popular Chrome Polished Floor Drain, 7275In-Cp Of Kohler Make | nos | 7 | 7 | 1475 | 10325 | 10325 | 1475 | 10325 | 10325 | 1550 | 10850 | 10850
27 | Providing And Supplying 25 Litrs Geyser With C.P Angle Cock Of Hot And Cold Pvc Connection Coupper Pipes C.P Elbows Non Return Valves Mounting Bolts Etc | nos | 2 | 2 | 13500 | 27000 | 27000 | 13500 | 27000 | 27000 | 15000 | 30000 | 30000
28 | Providing And Fixing Sink Mixture (Swan Neck) | nos | 3 | 3 | 4450 | 13350 | 13350 | 4450 | 13350 | 13350 | 5500 | 16500 | 16500
29 | Providing And Fixing Counter Top Tap ( Swan Neck ) | nos | 3 | 3 | 3840 | 11520 | 11520 | 3840 | 11520 | 11520 | 4500 | 13500 | 13500
30 | Providing And Fixing Rinse Mixture EX-1DP00-H (Make - T & S) | nos | 0 |  | 25000 | 0 | 0 | 5000 | 0 | 0 | 25000 | 0 | 0
31 | Doing Equipment Connection And Insallation (Labour Charges Only) | nos | 10 |  | 1000 | 10000 | 0 | 1000 | 10000 | 0 | 1000 | 10000 | 0
32 | Providing Fixing Sink Drain Outlet Connection With Valve Drain Pipe Complete With All Necessary Fittings | nos | 6 | 6 | 2400 | 14400 | 14400 | 2400 | 14400 | 14400 | 2400 | 14400 | 14400
33 | Size 18 X 24 - Providing Fixing Ss Made Greece Trap Make Bombay Iron Works Or Any Approved Make. Or Constructing The Same As Per Drawing | nos | 3 | 3 | 15000 | 45000 | 45000 | 15000 | 45000 | 45000 | 18500 | 55500 | 55500
34 | Ro Connection Only | nos | 2 | 2 | 1000 | 2000 | 2000 | 1000 | 2000 | 2000 | 1000 | 2000 | 2000
35 | Providing And Fixing 500 Ltr Water Tank For Ro Water | nos | 1 | 1 | 7000 | 7000 | 7000 | 7000 | 7000 | 7000 | 10000 | 10000 | 10000
36 | Providing And Fixing Of 1Hp Pressure Pump In Ro Water Line | nos | 1 | 1 | 10000 | 10000 | 10000 | 10000 | 10000 | 10000 | 10000 | 10000 | 10000
37 | Providing And Fixing Stop Cocks - Contessa Neo Angular Stop Cock – Light Make - Hindware | nos | 1 |  | 1100 | 1100 | 0 | 1100 | 1100 | 0 | 1100 | 1100 | 0
38 | Providing And Fixing Wash Basin Faucet - Kohler 72867In-Nd-Cp Metal Touchless Sensor Faucet, Silver, Chrome Finish | nos | 1 |  | 23000 | 23000 | 0 | 23000 | 23000 | 0 | 23000 | 23000 | 0
39 | Providing And Fixing European Water Closet- Escale™ Color Kohler White K-16817In-Ss-0 | nos | 1 |  | 44000 | 44000 | 0 | 44000 | 44000 | 0 | 44000 | 44000 | 0
40 | Providing And Fixing Urinals - Patio™ Urinal With Rear Inlet In White K-18645T-Y-0 Of Kohler Make | nos | 1 |  | 37170 | 37170 | 0 | 37170 | 37170 | 0 | 37170 | 37170 | 0
41 | Providing And Fixing Wash Basins - Stadia Oval Vessel Lavatory W Faucet Deck With Single Faucet Hole K-14719T-1-0 Color White Kohler Make | nos | 1 |  | 22500 | 22500 | 0 | 17110 | 17110 | 0 | 22500 | 22500 | 0
42 | Providing And Fixing Wash Basins -Compact Wall Hung Wash Basin Cat Not 10004 Of Kohler Make | nos | 1 |  | 15000 | 15000 | 0 | 3020 | 3020 | 0 | 15000 | 15000 | 0
43 | Providing And Fixing- Hindware Essence Neo F480011Cp Brass Single Lever Basin Mixer (Chrome) | nos | 1 |  | 4510 | 4510 | 0 | 4510 | 4510 | 0 | 4800 | 4800 | 0
44 | Providing And Fixing Health Faucet - Flora Hf Wt 1.2 M Ss Flexible Tube F160192Cp Of Hindware Make | nos | 1 |  | 1520 | 1520 | 0 | 1520 | 1520 | 0 | 1520 | 1520 | 0
45 | Providing And Fixing Fixing Of Kitchen Drain Jali Including Cutting (Tiling Will Be Paid Seapratly) | nos | 1 |  | 250 | 250 | 0 | 250 | 250 | 0 | 250 | 250 | 0
46 | Providing And Fixing Waste Coupling - Ald - Chr - 727 | nos | 1 |  | 1250 | 1250 | 0 | 1250 | 1250 | 0 | 1250 | 1250 | 0
47 | Providing And Fixing Concealed Cistern - Ht310 87 Mm In-Wall Tank, Without Iron Rack 3 6L, Side Inlet K-4178In-2S-Na Make - Kohler | nos | 1 |  | 7400 | 7400 | 0 | 7400 | 7400 | 0 | 7400 | 7400 | 0
48 | Providing And Fixing Of Flush Tank Plate - Bevel Faceplate In Polished Chrome For Ht-310 K-8857In-M-Cp Make - Kohler | nos | 1 |  | 2590 | 2590 | 0 | 2590 | 2590 | 0 | 2590 | 2590 | 0
49 | Providing And Fixing Of Bottle Trap - Bottle Trap Premium 32 Mm With 300 M 175 M With Connection Pipe Of Hindware Make | nos | 1 |  | 2350 | 2350 | 0 | 2350 | 2350 | 0 | 2350 | 2350 | 0
50 | Providing And Fixing Two Way Bib Cock - Strayt 2 Way Bib Cock Polished Chrome K-37342In-4-Cp Of Kohler | nos | 1 |  | 4250 | 4250 | 0 | 4250 | 4250 | 0 | 4500 | 4500 | 0
51 | Providing And Fixing Toilet Paper Holder - Cruz K-10705D-Cp Kohler Make | nos | 1 |  | 1900 | 1900 | 0 | 1900 | 1900 | 0 | 2000 | 2000 | 0
52 | Providing And Fixing Tissue Paper Holder - Ep08S Ac Automatic Paper Roll Dispanser Of Euronics Make | nos | 1 |  | 16870 | 16870 | 0 | 16870 | 16870 | 0 | 16870 | 16870 | 0
53 | Providing And Fixing Air Freshner | nos | 1 |  | 1100 | 1100 | 0 | 1100 | 1100 | 0 | 1100 | 1100 | 0
54 | Providing And Fixing Soap Dispenser - Kohler Bardon Touchless Wall-Mount Soap Dispenser In Polished Chrome | nos | 1 |  | 26650 | 26650 | 0 | 26650 | 26650 | 0 | 26650 | 26650 | 0
55 | Providing And Fixing Soap Dispenser - Kohler Bardon Touchless Wall-Mount Soap Dispenser In Polished Chrome | nos | 1 |  | 26650 | 26650 | 0 | 21500 | 21500 | 0 | 26650 | 26650 | 0
56 | Providing And Fixing Hand Dryer - Xjd3B Jet Hand Dryer (Brushless Moter ) Of Euronics Make | nos | 1 |  | 36220 | 36220 | 0 | 36220 | 36220 | 0 | 36220 | 36220 | 0
57 | Providing And Fixing Of Urinal Sensors - Patio 3L Urinal Sensor K-8791T-C01-Cp Make - Kohler | nos | 1 |  | 19280 | 19280 | 0 | 19280 | 19280 | 0 | 19280 | 19280 | 0
58 | Providing And Fixing Of Rob Hook - Kohler K-11375-Cp Forté Double Robe Hook, Polished Chrome | nos | 1 |  | 4050 | 4050 | 0 | 4050 | 4050 | 0 | 4050 | 4050 | 0
59 | Providing And Fixing Of Geyser 25 Ltr Elm-Wht-H025 With Braided Hose Of Jaquar Make | nos | 2 |  | 13500 | 27000 | 0 | 13500 | 27000 | 0 | 13500 | 27000 | 0
| Painting Works | sum | sum |  |  | 157555 | 238300 | 0 | 157555 | 238300 |  | 157555 | 238300
1 | Stucco Paint - Providing applying three (03) coats of approved Texture Stucco Paint on walls including scraping, primer , filling with putty etc. complete with final coat no brush mark to be visible after painting colour shade as specified. | SFT | 550 | 650 | 210 | 115500 | 136500 | 210 | 115500 | 136500 | 210 | 115500 | 136500
2 | Plastic Paint - Providing applying three (03) coats of approved Plastic Paint on exposed surface on ceiling including scraping, primer , filling with putty etc. complete with final coat no brush mark to be visible after painting colour shade as specified. | SFT | 900 | 2020 | 40 | 36000 | 80800 | 40 | 36000 | 80800 | 40 | 36000 | 80800
3 | Enamel Paint - Providing applying Three (03) coats of approved satin enamel paint on HVAC ducts, Sprinkler Pipes etc. complete with final coat no brush mark to be visible after painting colour shade as specified. | SFT | 200 | 700 | 30 | 6000 | 21000 | 30 | 6000 | 21000 | 30 | 6000 | 21000
4 | Enamel firated Paint - Providing applying Three (03) coats of approved satin enamel paint on HVAC ducts, Sprinkler Pipes etc. complete with final coat no brush mark to be visible after painting colour shade as specified. | SFT | 1 |  | 55 | 55 | 0 | 55 | 55 | 0 | 55 | 55 | 0
5 | PROVIDING AND APPLYING OF ASIAN MAKE DUCO PAINT FINISH OVER MDF OR ANY OTHER SPECIFIED SURFACE BY PREPARING THE SURFACE AND MAKING IT DUST FREE, REQUIRED COATS OF DUCO TO GET REQUIRED FINISH, COMPLETE IN ALL RESPECT AS SPECIFIED BY ENGINEER. | SFT | 1 |  | 160 | 160 | 0 | 160 | 160 | 0 | 220 | 220 | 0
6 | PROVIDING & APPLYING ASIAN PAINT MAKE POLYURETHANE COATING FOR EXPOSED WOODEN SURFACES BY APPLYING ONE COAT OF ASIAN MAKE TOUCH WOOD AND IMMEDIATE ONE COAT OF PU COAT (WHEN THE PREVIOUS COAT IS IN SEMIDRY STATE), AND TWO COATS OF PU (INTERIOR/EXTERIOR) POLISH INCLUDING SURFACE PREPARATION,BRUSHING AFTER EACH COAT,MATCHING COLOUR, SPAYING,BUFFING AS PER MANUFACTURES SPECIFICATION ETC COMPLETE AS PER DETAILED DRAWING, AS SPECIFIED AND AS DIRECTED BY ARCHITECT. | SFT | 1 |  | 180 | 180 | 0 | 180 | 180 | 0 | 220 | 220 | 0
| Electrical Work | sum | sum |  |  | 0 | 0 |  | 0 | 0 |  | 0 | 0
PVC GI Pipe
190 | Supply and installation of flooring pipe 25 mm PVC Conduit including Chasing and Refilling the Trench As per the Rout Shown in the drawing and approved by Consultant at site including clamping and closing the Open Pipe and Temporarily by suitable And Covers Against Entry of Dust or any Other Foreign Materials | RFt | 1 |  | 18
191 | Supply and installation of flooring pipe 20 mm PVC Conduit including Chasing and Refilling the Trench As per the Route Shown in the drawing and approved by Consultant at site including clamping and closing the Open Pipe and Temporarily by suitable And Covers Against Entry of Dust or any Other Foreign Materials | RFt | 1 |  | 20
192 | Supply and installation of 25 mm PVC Flexible Conduit including Chasing and Refilling the Trench As per the Rout Shown in the drawing and approved by Consultant at site including clamping and closing the Open Pipe and Temporarily by suitable And Covers Against Entry of Dust or any Other Foreign Materials | RFt | 1 |  | 10
193 | Supply and installation of 20 mm PVC Flexible Conduit including Chasing and Refilling the Trench As per the Rout Shown in the drawing and approved by Consultant at site including clamping and closing the Open Pipe and Temporarily by suitable And Covers Against Entry of Dust or any Other Foreign Materials | RFt | 1 |  | 10
194 | Supply and installation of 20 mm Flexible MS Conduit including Chasing and Refilling the Trench As per the Rout Shown in the drawing and approved by Consultant at site including clamping and closing the Open Pipe and Temporarily by suitable And Covers Against Entry of Dust or any Other Foreign Materials. | RFt | 210 |  | 18
195 | Supply and installation of 25 mm Flexible MS Conduit including Chasing and Refilling the Trench As per the Rout Shown in the drawing and approved by Consultant at site including clamping and closing the Open Pipe and Temporarily by suitable And Covers Against Entry of Dust or any Other Foreign Materials. | RFt | 210 |  | 22
196 | Supply and installation of flooring pipe 20 mm Ms Conduit including Chasing and Refilling the Trench As per the Route Shown in the drawing and approved by Consultant at site including clamping and closing the Open Pipe and Temporarily by suitable And Covers Against Entry of Dust or any Other Foreign Materials . | RFt | 1800 |  | 50
197 | Supply and Installation of flooring pipe 25 mm MS Conduit including Chasing and Refilling the Trench As per the Rout Shown in the drawing and approved by Consultant at site including clamping and closing the Open Pipe and Temporarily by suitable And Covers Against Entry of Dust or any Other Foreign Materials. | RFt | 900 |  | 60
198 | Light ,Power Point Circuit Wiring
199 | Supply and installation of concealed wiring using 2 x 2.5 sqmm,1 x 1.5 FRLS Copper Conductor PVC Insulated wires (with proper R.Y.B. Colour Code)Laid Concealed Over false Ceiling or in wall chases Proper Fixing | RFt | 2600 |  | 34
200 | Supply and installation of concealed wiring using 2 x 4 sqmm,1 x 2.5 sq.mm FRLS Copper Conductor PVC Insulated wires (with proper R.Y.B. Colour Code)Laid Concealed Over false Ceiling or in wall chases Proper Fixing | RFt | 275 |  | 46
201 | Supply and installation of concealed wiring using 3 X1.5 sqmm FRLS Copper Conductor PVC Insulated wires (with proper R.Y.B. Colour Code)Laid Concealed Over false Ceiling or in wall chases Proper Fixing | RFt | 1650 |  | 28
202 | Supply and installation of concealed wiring using 2 x 1.5 sq.mm FRLS Copper Conductor PVC Insulated wires (with proper R.Y.B. Colour Code)Laid Concealed Over false Ceiling or in wall chases Proper Fixing | RFt | 1 |  | 18
203 | Supply and Erection of 2C x 1 sq.mm FRLS copper flexible Cable | RFt | 1 |  | 18
204 | Supply and Erection of 2C x 1.5 sq.mm FRLS copper flexible Cable | RFt | 1 |  | 20
205 | Supply and Erection of 2C x 2.5 sq.mm FRLS copper flexible Cable | RFt | 1 |  | 26
206 | Supply and Erection of 3C x 1.5 sq.mm FRLS copper flexible Cable | RFt | 1 |  | 33
207 | Supply and Erection of 3C x 2.5 sq.mm FRLS copper flexible Cable | RFt | 1 |  | 44
208 | Supply and Erection of 3C x 4 sq.mm copper Flexible Cable | RFt | 1 |  | 65
209 | Supply and Installation of concealed wiring using 3 x 2.5 sq.mm FRLS Copper Conductor PVC Insulated wires (with proper R.Y.B. Colour Code)Laid Concealed Over false Ceiling or in wall chases Proper Fixing | RFt | 1 |  | 32
210 | Supply and Installation of concealed wiring using 3 x 4 sq.mm FRLS Copper Conductor PVC Insulated wires (with proper R.Y.B. Colour Code)Laid Concealed Over false Ceiling or in wall chases Proper Fixing | RFt | 1 |  | 52
211 | Supply and installation of concealed wiring using 4 x 4 sqmm,1 x 2.5 sq.mm FRLS Copper Conductor PVC Insulated wires (with proper R.Y.B. Colour Code)Laid Concealed Over false Ceiling or in wall chases Proper Fixing | RFt | 1 |  | 64
212 | Supply and installation of concealed wiring using 4 x 6 sqmm, 1 x 4 sq.mm FRLS Copper Conductor PVC Insulated wires (with proper R.Y.B. Colour Code)Laid Concealed Over false Ceiling or in wall chases Proper Fixing | RFt | 1 |  | 90
213 | Supply and installation of concealed wiring using 2 x 2.5 sq.mm FRLS Copper Conductor PVC Insulated wires (with proper R.Y.B. Colour Code)Laid Concealed Over false Ceiling or in wall chases Proper Fixing | RFt | 1 |  | 27
214 | Supply and Erection of 1C x 2.5 sq.mm copper flexible Cable | RFt | 1 |  | 11
215 | Supply and Erection of 1C x 4 sq.mm copper flexible Cable | RFt | 1 |  | 13
216 | Supply and Erection of 1C x 6 sq.mm copper flexible Cable | RFt | 1 |  | 20
217 | Supply and Erection of 1C x 10 sq.mm copper flexible Cable | RFt | 1 |  | 28
218 | Earthing |  |  |  | 0
219 | Supply and installation connection of G.I 25mm x 6mm Earthing Patti | RFt | 290 |  | 43
220 | Supply and installation connection of G.I 25mm x 3mm Earthing Patti | RFt | 1 |  | 37
221 | Supply and installation connection of Copper Earthing 6 No. Copper Bare Wire | RFt | 1 |  | 45
222 | Supply and installation connection of Copper Earthing 8 No. Copper Bare Wire | RFt | 1 |  | 39
223 | Supply and installation connection of Copper Earthing 10 No. Copper Bare Wire | RFt | 1 |  | 34
224 | Supply and installation connection of Copper Earthing 12 No. Copper Bare Wire | RFt | 1 |  | 30
225 | Supply and installation connection of Copper Earthing 14 No. Copper Bare Wire | RFt | 1 |  | 25
226 | Supply and installation testing commission of following 32A connector strip | Nos | 1 |  | 82
227 | Supply and Installation of Preparing earthing stations by using following type of 600mm x 600mm x 6mm Copper Earth plate, GI pipe for watering, 300mm x 300mm Cambar etc. The earth station includes excavation in any soft soil, backfilling i c sufficient quantity of coal and salt, preparing brick etc. | Nos | 1 |  | 18000
228 | Supply and Installation of Preparing earthing stations by using following type of 600mm x 600mm x 6mm Copper Earth plate, Copper pipe for watering, 300mm x 300mm Cambar etc. The earth station includes excavation in any soft soil, backfilling i c sufficient quantity of coal and salt, preparing brick etc. | Nos | 1 |  | 20000
229 | Fire Alarm Panel System
230 | Supply and installation connection Testing and commissioning of following 1.5 sq.mm x 2 core Copper Armoured Cable for FAS System | RFt | 360 |  | 120
231 | Cable
232 | Supply and Installation Connection of 1100 V Grade Armoud Cable Having Sector Circular Shaped Aluminium Copper Conductor PVC insulated Cores, Laid Up, PVC Tape Wrapped Inner Sheathed, GI Strip Wire Armoured And Over All Extruded PVC Sheathed Confirming To IS 1554, Laid On Wall) Ceiling Using GI Clamps And Spacer As Per Route Shown At Site And Further As Directed By Consultant At Site in the following size.
233 | 2.5 sq.mm x 2 core Copper Armoured Cable | RFt | 1 |  | 47
234 | 4 sq.mm x 2 core Copper Armoured Cable | RFt | 1 |  | 56
235 | 6 sq.mm x 2 core Copper Armoured Cable | RFt | 1 |  | 9
236 | 10 sq.mm x 2 core Copper Armoured Cable | RFt | 1 |  | 88
237 | 16 sq.mm x 2 core Copper Armoured Cable | RFt | 1 |  | 110
238 | 2.5 sq.mm x 3 core Copper Armoured Cable | RFt | 1 |  | 64
239 | 4 sq.mm x 3 core Copper Armoured Cable | RFt | 1 |  | 79
240 | 6 sq.mm x 3 core Copper Armoured Cable | RFt | 1 |  | 130
241 | 10 sq.mm x 3 core Copper Armoured Cable | RFt | 1 |  | 165
242 | 16 sq.mm x 3 core Copper Armoured Cable | RFt | 1 |  | 225
243 | 25sq.mm x 3 core Copper Armoured Cable | RFt | 1 |  | 350
244 | 35 sq.mm x 3 core Copper Armoured Cable | RFt | 1 |  | 450
245 | 2.5 sq.mm x 4 core Copper Armoured Cable | RFt | 1 |  | 98
246 | 4 sq.mm x 4 core Copper Armoured Cable | RFt | 135 |  | 120
247 | 6 sq.mm x 4 core Copper Armoured Cable | RFt | 480 |  | 160
248 | 10 sq.mm x 4 core Copper Armoured Cable | RFt | 110 |  | 200
249 | 16 sq.mm x 4 core Copper Armoured Cable | RFt | 110 |  | 250
250 | 25 sq.mm x 4 core Copper Armoured Cable | RFt | 1 |  | 650
251 | 2.5 sq.mm x 3 core Aluminium Armoured Cable | RFt | 1 |  | 75
252 | 4 sq.mm x 3 core Aluminium Armoured Cable | RFt | 1 |  | 95
253 | 6 sq.mm x 3 core Aluminium Armoured Cable | RFt | 1 |  | 120
254 | 10 sq.mm x 3 core Aluminum Armoured Cable | RFt | 1 |  | 150
255 | 16 sq.mm x 3 core Aluminum Armoured Cable | RFt | 1 |  | 195
256 | 25 sq.mm x 3 core Aluminum Armoured Cable | RFt | 1 |  | 225
257 | 35 sq.mm x 3 core Aluminium Armoured Cable | RFt | 1 |  | 250
258 | 50 sq.mm x 3 core Aluminium Armoured Cable | RFt | 1 |  | 298
259 | 70 sq.mm x 3 core Aluminium Armoured Cable | RFt | 1 |  | 350
260 | 95 sq.mm x 3 core Aluminium Armoured Cable | RFt | 1 |  | 400
261 | 120 sq.mm x 3 core Aluminium Armoured Cable | RFt | 1 |  | 575
262 | 150 sq.mm x 3 core Aluminium Armoured Cable | RFt | 1 |  | 625
263 | 2.5 sq.mm x 3.5 core Aluminium Armoured Cable | RFt | 1 |  | 85
264 | 4 sq.mm x 3.5 core Aluminium Armoured Cable | RFt | 1 |  | 110
265 | 6 sq.mm x 3.5 core Aluminium Armoured Cable | RFt | 1 |  | 140
266 | 10 sq.mm x 3.5 core Aluminium Armoured Cable | RFt | 1 |  | 160
267 | 16 sq.mm x 3.5 core Aluminium Armoured Cable | RFt | 1 |  | 210
268 | 25 sq.mm x 3.5 core Aluminium Armoured Cable | RFt | 1 |  | 275
269 | 35 sq.mm x 3.5 core Aluminium Armoured Cable | RFt | 1 |  | 285
270 | 50 sq.mm x 3.5 core Aluminium Armoured Cable | RFt | 150 |  | 310
271 | 70 sq.mm x 3.5 core Aluminium Armoured Cable | RFt | 1 |  | 230
272 | 95 sq.mm x 3.5 core Aluminium Armoured Cable | RFt | 1 |  | 425
273 | 120 sq.mm x 3.5 core Aluminium Armoured Cable | RFt | 1 |  | 600
274 | 150 sq.mm x 3.5 core Aluminium Armoured Cable | RFt | 1 |  | 625
275 | 185 sq.mm x 3.5 core Aluminium Armoured Cable | RFt | 1 |  | 650
276 | 240 sq.mm x 3.5 core Aluminium Armoured Cable | RFt | 1 |  | 675
277 | 2.5 sq.mm x 4 core Aluminium Armoured Cable | RFt | 1 |  | 775
278 | 4 sq.mm x 4 core Aluminium Armoured Cable | RFt | 1 |  | 125
279 | 6 sq.mm x 4 core Aluminium Armoured Cable | RFt | 1 |  | 140
280 | 10 sq.mm x 4 core Aluminium Armoured Cable | RFt | 1 |  | 160
281 | 16 sq.mm x 4 core Aluminium Armoured Cable | RFt | 1 |  | 210
282 | 25 sq.mm x 4 core Aluminium Armoured Cable | RFt | 1 |  | 235
283 | 35 sq.mm x 4 core Aluminium Armoured Cable | RFt | 1 |  | 245
284 | 95 sq.mm x 4 core Aluminium Armoured Cable | RFt | 1 |  | 375
285 | 120 sq.mm x 4 core Aluminium Armoured Cable | RFt | 1 |  | 475
286 | 150 sq.mm x 4 core Aluminium Armoured Cable | RFt | 1 |  | 500
287 | 185 sq.mm x 4 core Aluminium Armoured Cable | RFt | 1 |  | 535
288 | 240 sq.mm x 4 core Aluminium Armoured Cable | RFt | 1 |  | 575
289 | Distribution Board
290 | Supply and installation testing commission of following lighting power DB SP MCB,DP MCB MCCB.
291 | 32A 2pole 100ma DP + ELCB | Nos | 1 |  | 2834
292 | 25A 2pole 100ma DP + ELCB | Nos | 1 |  | 2576
293 | 40A 2pole 100ma DP + ELCB | Nos | 1 |  | 4400
294 | 10A 4 Pole TPN MCB | Nos | 1 |  | 1288
295 | 16A 4 Pole TPN MCB | Nos | 1 |  | 1786
296 | 25A 4 Pole TPN MCB | Nos | 1 |  | 1786
297 | 32A 4 Pole TPN MCB | Nos | 2 |  | 1786
298 | 40A 4 Pole TPN MCB | Nos | 1 |  | 2576
299 | 63A 4 Pole TPN MCB | Nos | 1 |  | 2576
300 | 100A 4 Pole TPN MCB | Nos | 1 |  | 3864
301 | 16A DP MCB | Nos | 1 |  | 650
302 | 20A DP MCB | Nos | 1 |  | 650
303 | 25A DP MCB | Nos | 1 |  | 650
304 | 32A DP MCB | Nos | 1 |  | 650
305 | 40A DP MCB | Nos | 1 |  | 650
306 | 63A DP MCB | Nos | 1 |  | 650
307 | 10A SP MCB | Nos | 41 |  | 256
308 | 16A SP MCB | Nos | 65 |  | 256
309 | 20A SP MCB | Nos | 6 |  | 256
310 | 25A SP MCB | Nos | 1 |  | 256
311 | 32A SP MCB | Nos | 1 |  | 256
312 | 40A SP MCB | Nos | 1 |  | 256
313 | 63A SP MCB | Nos | 1 |  | 256
314 | 20A 3 Pole TPN MCB | Nos | 1 |  | 1545
315 | 25A 3 Pole TPN MCB | Nos | 1 |  | 1500
316 | 32A 3 Pole TPN MCB | Nos | 1 |  | 1500
317 | RCCB 16A DP 30 mA | Nos | 1 |  | 1500
318 | RCCB 25A DP 30 mA | Nos | 1 |  | 1800
319 | RCCB 32A DP 30 mA | Nos | 1 |  | 2400
320 | RCCB 40A DP 30 mA | Nos | 1 |  | 3400
321 | RCCB 63A DP 30 mA | Nos | 1 |  | 4000
322 | MCCB 100A 4 POLE 100 mA | Nos | 1 |  | 6300
323 | MCCB 125A 4 POLE 100 mA | Nos | 1 |  | 9000
324 | MCCB 150A 4 POLE 100 mA | Nos | 1 |  | 12500
325 | MCCB 210A 4 POLE 100 mA | Nos | 1 |  | 15850
326 | MCCB 240A 4 POLE 100 mA | Nos | 1 |  | 22000
327 | RCBO 6A 2P 30mA | Nos | 1 |  | 2450
328 | RCBO 10A 2P 30mA | Nos | 1 |  | 2550
329 | RCBO 16A 2P 30mA | Nos | 1 |  | 2650
330 | RCBO 20A 2P 30mA | Nos | 1 |  | 2650
331 | RCBO 25A 2P 30mA | Nos | 7 |  | 2550
332 | RCBO 32A 2P 30mA | Nos | 3 |  | 2550
333 | RCBO 40A 2P 30mA | Nos | 3 |  | 4300
334 | RCBO 45A 2P 30mA | Nos | 1 |  | 4300
335 | RCBO 6A 4P 30mA | Nos | 1 |  | 3950
336 | RCBO 10A 4P 30mA | Nos | 1 |  | 3950
337 | RCBO 16A 4P 30mA | Nos | 1 |  | 3950
338 | RCBO 20A 4P 30mA | Nos | 1 |  | 3950
339 | RCBO 25A 4P 30mA | Nos | 1 |  | 3950
340 | RCBO 32A 4P 30mA | Nos | 1 |  | 4650
341 | RCBO 40A 4P 30mA | Nos | 1 |  | 6250
342 | RCBO 45A 4P 30mA | Nos | 1 |  | 6250
343 | Supply Installation testing commission of following 2 way SPN DB Box Fixing with Proper Cable Tie and Lugs Fixing | Nos | 1 |  | 600
344 | Supply Installation testing commission of following 4 way SPN DB Box Fixing with Proper Cable Tie and Lugs Fixing | Nos | 1 |  | 850
345 | Supply Installation testing commission of following 8 way SPN DB Box Fixing with Proper Cable Tie and Lugs Fixing | Nos | 2 |  | 2000
346 | Supply Installation testing commission of following 12 way SPN DB Box Fixing with Proper Cable Tie and Lugs Fixing | Nos | 1 |  | 2125
347 | Supply Installation testing commission of following 2 way TPN DB Box Fixing with Proper Cable Tie and Lugs Fixing | Nos | 1 |  | 1250
348 | Supply Installation testing commission of following 4 way TPN DB Box Fixing with Proper Cable Tie and Lugs Fixing | Nos | 1 |  | 2850
349 | Supply Installation testing commission of following 8 way TPN DB Box Fixing with Proper Cable Tie and Lugs Fixing | Nos | 1 |  | 4500
350 | Supply Installation testing commission of following 12 way TPN DB Box Fixing with Proper Cable Tie and Lugs Fixing | Nos | 1 |  | 6500
351 | Supply and installation connection testing and commissioning of following 3 Face 5 TPN 32 A Socket, With Box and 3 Face Top,32A 4pole TPN MCB complete fixing | Nos | 2 |  | 6000
352 | Supply and installation testing commission of following single phase 25A metal cladded switch and socket with top and box | Nos | 8 |  | 1300
353 | Supply and installation testing commission of following 16A Cannector Stip | Nos | 25 |  | 95
354 | Main LT Panel
355 | Supply Installation Testing Commissioning of 3Ph, 415V, 50Hz Main LT Panel 1 as per SLD | Nos | 1 |  | 185000
356 | Light Fixtures Misc Items - Installation Only
357 | Installation, testing commissioning of following of Light Fixtures
358 | 4 feet LED Tube Light | Nos | 4 |  | 165
359 | Spot Light | Nos | 33 |  | 165
360 | LED Strip Cove light | RFt | 90 |  | 50
361 | Profile Light | RFt | 1 |  | 25
362 | Hanging Light | Nos | 4 |  | 300
363 | 2 X2 CeiLing Light in Kitchen Area | Nos | 15 |  | 250
364 | Track Light | Nos | 10 |  | 350
365 | Bulb in Sofa Bulkhead | Nos | 56 |  | 85
366 | Wall mounted Light | Nos | 9 |  | 150
367 | Surface Light | Nos | 1 |  | 150
368 | Scrubber Motor Connection | Nos | 1 |  | 500
369 | Fresh Air Motor Connection | Nos | 1 |  | 500
370 | Exhaust Motor Connection | Nos | 1 |  | 350
371 | Air Curtain | Nos | 2 |  | 500
372 | Insect Killer | Nos | 2 |  | 250
373 | Cassing Box
374 | Supply and fixing of 20mm x 20mm Casing Box | RFt | 1 |  | 75
375 | Supply and fixing of 25mm x 25mm Casing Box | RFt | 1 |  | 150
376 | Supply fixing of 50mm x 50mm Casing Box | RFt | 1 |  | 175
377 | Supply fixing of 75mm x 75mm Casing Box | RFt | 75 |  | 200
378 | Supply fixing of 100mm x 100mm Casing Box | RFt | 75 |  | 259
379 | Supply fixing of 150mm x 150mm Casing Box | RFt | 35 |  | 345
380 | MUSIC SYSTEM
381 | Installation connection testing and commission of following 2 Core Flexible WIRE Copper Conductor PVC insulated Wires Pulled Through Heavy Gauge Laid Concealed over False Ceiling Orin Wall Chases for Speaker And SubWoofer. (Within Existing conduit) - Music System | RFt | 330 |  | 15
382 | Lugs
383 | Supply Fixing Lugs Punching | Nos | 1 |  | 10
384 | 1.5 sq.mm Pin Tyep Lugs (Copper) | Nos | 1 |  | 12.6
385 | 2.5 sq.mm Pin Tyep Lugs (Copper) | Nos | 1 |  | 12.6
386 | 4 sq.mm Pin Tyep Lugs (Copper) | Nos | 1 |  | 17.85
387 | 6 sq.mm Pin,Ring Tyep Lugs (Copper) | Nos | 1 |  | 24.15
388 | 10 sq.mm Pin Tyep Lugs (Copper) | Nos | 1 |  | 40.95
389 | 16 sq.mm Pin ,Ring Tyep Lugs (Copper) | Nos | 1 |  | 36
390 | 120 sq.mm Ring Type Lugs (Copper) | Nos | 1 |  | 242
391 | 10 sq.mm Pin Tyep Lugs (Alluminium) | Nos | 1 |  | 40.95
392 | 25 sq.mm Ring Type Lugs (Alluminium) | Nos | 1 |  | 50.4
393 | 35 sq.mm Ring Type Lugs (Alluminium) | Nos | 1 |  | 37
394 | 50 sq.mm Ring Type Lugs (Alluminium) | Nos | 1 |  | 130
395 | 70 sq.mm Ring Type Lugs (Alluminium) | Nos | 1 |  | 70
396 | 90 sq.mm Ring Type Lugs (Alluminium) | Nos | 1 |  | 145
397 | 95 sq.mm Ring Type Lugs (Alluminium) | Nos | 1 |  | 145
398 | 120 sq.mm Ring Type Lugs (Alluminium) | Nos | 1 |  | 127
399 | 150 sq.mm Ring Type Lugs (Alluminium) | Nos | 1 |  | 220.5
400 | 185 sq.mm Ring Type Lugs (Alluminium) | Nos | 1 |  | 180
401 | 240 sq.mm Ring Type Lugs (Alluminium) | Nos | 1 |  | 246.75
402 | 300 sq.mm Ring Type Lugs (Alluminium) | Nos | 1 |  | 297
403 | END OF TERMINATION
404 | 2.5 sq.mm x 4 core Glands | Nos | 1 |  | 61.95
405 | 4 sq.mm x 4 core Glands | Nos | 1 |  | 140.7
406 | 6 sq.mm x 4 core Glands | Nos | 1 |  | 155.4
407 | 10 sq.mm x 4 core Glands | Nos | 1 |  | 155.4
408 | 16 sq.mm x 4 core Glands | Nos | 1 |  | 155.4
409 | 25 sq.mm x 3.5 core Glands | Nos | 1 |  | 224.7
410 | 35Sqmm x 3.5core Glnads | Nos | 1 |  | 180
411 | 50 sq.mm x 3.5 core Glands | Nos | 1 |  | 165
412 | 70 sq.mm x 3.5 core Glands | Nos | 1 |  | 145
413 | 95 sq.mm x 3.5 core Glands | Nos | 1 |  | 230
414 | 120 sq.mm x 3.5 core Glands | Nos | 1 |  | 250
415 | 150 sq.mm x 3.5 core Glands | Nos | 1 |  | 220
416 | 180 sq.mm x 3.5 core Glands | Nos | 1 |  | 240
417 | 185 sq.mm x 3.5 core Glands | Nos | 1 |  | 275
418 | 240 sq.mm x 3.5 core Glands | Nos | 1 |  | 337.05
419 | 300 sq.mm x 3.5 core Glands | Nos | 1 |  | 450
420 | Supply and installation of 20 mm GI Glands . | Nos | 1 |  | 125
421 | Supply and installation of 25 mm GI Glands . | Nos | 1 |  | 165
422 | Supply and installation of 32 mm PVC Glands . | Nos | 1 |  | 65
423 | Supply and installation of 25 mm PVC Glands . | Nos | 1 |  | 55
424 | Supply and installation of 20 mm PVC Glands . | Nos | 1 |  | 35
425 | Double Compression Gland
426 | 2.5 sq.mm x 4 core Glands | Nos | 1 |  | 205
427 | 4 sq.mm x 4 core Glands | Nos | 1 |  | 205
428 | 6 sq.mm x 4 core Glands | Nos | 1 |  | 225
429 | 10 sq.mm x 4 core Glands | Nos | 1 |  | 230
430 | 16 sq.mm x 4 core Glands | Nos | 1 |  | 235
431 | 25 sq.mm x 3.5 core Glands | Nos | 1 |  | 330
432 | 35Sqmm x 3.5core Glnads | Nos | 1 |  | 265
433 | 50 sq.mm x 3.5 core Glands | Nos | 1 |  | 240
434 | 70 sq.mm x 3.5 core Glands | Nos | 1 |  | 215
435 | 95 sq.mm x 3.5 core Glands | Nos | 1 |  | 335
436 | 120 sq.mm x 3.5 core Glands | Nos | 1 |  | 365
437 | 150 sq.mm x 3.5 core Glands | Nos | 1 |  | 321
438 | 180 sq.mm x 3.5 core Glands | Nos | 1 |  | 357
439 | 185 sq.mm x 3.5 core Glands | Nos | 1 |  | 410
440 | 240 sq.mm x 3.5 core Glands | Nos | 1 |  | 240
441 | 300 sq.mm x 3.5 core Glands | Nos | 1 |  | 550
442 | Supply and installation of 20 mm GI Glands . | Nos | 1 |  | 25
443 | Supply and installation of 25 mm GI Glands . | Nos | 1 |  | 30
444 | Supply and installation of 32 mm PVC Glands . | Nos | 1 |  | 40
445 | Supply and installation of 25 mm PVC Glands . | Nos | 1 |  | 25
446 | Supply and installation of 20 mm PVC Glands . | Nos | 1 |  | 20
447 | Top
448 | Supply Fixing 5 A Top | Nos | 5 |  | 80
449 | Supply Fixing 15 A Top | Nos | 15 |  | 140
450 | Switches and Modular Box with Plates
451 | Supply Installation Switch with Plate Metal Box
452 | 18 Modular plate with box | Nos | 1 |  | 396.75
453 | 12 Modular plate with box | Nos | 4 |  | 376.9125
454 | 8 Modular plate (Horizontal) with box | Nos | 2 |  | 285.66
455 | 6 Modular plate with box | Nos | 13 |  | 234.0825
456 | 4 Modular plate with box | Nos | 2 |  | 186.4725
457 | 3 Modular plate with box | Nos | 16 |  | 146.7975
458 | 2 Modular plate with box | Nos | 2 |  | 122.9925
459 | 1 Modular plate with box | Nos | 1 |  | 122.9925
460 | 10A switch | Nos | 1 |  | 55.545
461 | 20A switch | Nos | 1 |  | 350
462 | 2 way Switch | Nos | 1 |  | 250
463 | 10A 5 pin socket | Nos | 1 |  | 191.7625
464 | 20 10 5 pin socket | Nos | 1 |  | 198.375
465 | 20A Swtich Type Triper | Nos | 1 |  | 198.375
466 | Telephone Jack | Nos | 1 |  | 113.735
467 | Data Socket | Nos | 15 |  | 458.9075
468 | USB charging Sockets | Nos | 10 |  | 1100
469 | Blank Plate | Nos | 15 |  | 25.1275
470 | 2 Modular Surface Box | Nos | 1 |  | 67.4475
471 | 3Modular Surface Box | Nos | 1 |  | 59.5125
472 | 4 Modular Surface Box | Nos | 1 |  | 51.5775
473 | 6 Modular Surface Box | Nos | 5 |  | 43.6425
474 | 8 Modular Surface Box | Nos | 1 |  | 55.545
475 | 12 Modular Surface Box | Nos | 1 |  | 72.7375
476 | 18 Modular Surface Box | Nos | 3 |  | 79.35
477 | Junction Box
478 | Supply and installation testing and commissioning of following of floor Junction Boxes with Top Cover for Above thick Fabricated Out of MS Sheet fully powder coated with Removable screwed Cover Plates on All four sides for blocking the entry.
479 | 100mm x 100 mm Junction Box with SS Cover plate | Nos | 1 |  | 200
480 | 150mm x 150 mm Junction Box with SS Cover plate | Nos | 4 |  | 250
481 | 200mm x 200 mm Junction Box with SS Cover plate | Nos | 1 |  | 350
482 | 250mm x 250 mm Junction Box with SS Cover plate | Nos | 1 |  | 450
483 | 300mm x 300mm Junction Box with SS Cover plate | Nos | 1 |  | 600
484 | 350mm x 350 mm Junction Box with SS Cover plate | Nos | 1 |  | 750
485 | Data Voice Cable CCTV
486 | Supply and Installation connection Testing and commissioning of following Cat 6 Data Cable Wire (Data Voice) | RFt | 1500 |  | 15
487 | Supply and installation of concealed wiring using 4+ 1 Camera wire Copper Conductor PVC Insulated wires Laid Concealed Over false Ceiling or in wall chases Proper Fixing. | RFt | 1 |  | 13
488 | Supply and Installation connection Testing and commissioning of Following 6 Core Fiber Optic Wire Data Cable Wire (Data) | RFt | 1 |  | 25
489 | Supply installation of concealed RG-6 TV CC T.V cable wire conductor PVC insulated wire pulled through heavy gauge PVC conduit laid over false ceiling or in wall chases. | RFt | 1 |  | 11
490 | Cable Tray
491 | Supply installations of heavy gauge perforated Cable Tray made of GI sheet steel., min 2mm thick, with sides not less than 50 mm deep, fittings are to be same material as tray, each coupling should have GI earthing connector. . support space shall be 1000mm and rods height will be1200mm at all bends couplings. the rate shall be inclusive of all other required accessories, supports rods plates etc
492 | Supply fixing of 600mm x 50mm x 2mm thick perforated cable tray. | RFt | 1 |  | 550
493 | Supply fixing of 450mm x 50mm x 2mm thick perforated cable tray. | RFt | 1 |  | 490
494 | Supply fixing of 400mm x 50mm x 2mm thick perforated cable tray. | RFt | 1 |  | 440
495 | Supply fixing of 300mm x 50mm x 2mm thick perforated cable tray. | RFt | 1 |  | 410
496 | Supply fixing of 250mm x 50mm x 2mm thick perforated cable tray. | RFt | 1 |  | 380
497 | Supply fixing of 200mm x 50mm x 2mm thick perforated cable tray. | RFt | 1 |  | 365
498 | Supply fixing of 150mm x 50mm x 2mm thick perforated cable tray. | RFt | 75 |  | 275
499 | Supply fixing of 100mm x 50mm x 2mm thick perforated cable tray. | RFt | 90 |  | 225
500 | Raceways
501 | Supply Installation of 2500X30x2 mm thick raceways in floor | RFt | 1 |  | 500
502 | Supply Installation of 2500X40x2 mm thick raceways in floor | RFt | 1 |  | 600
503 | Supply Installation of 2500X50x2 mm thick raceways in floor | RFt | 1 |  | 750
504 | UPS
505 | Installation of 5KVA three phase in and Single Phase out UPS with 90min battery back-up- make Online Systems | Nos | 1 |  | 2500
506 | Installation of 5KVA three phase in and Single Phase out UPS with 60min battery back-up- make Online Systems | Nos | 1 |  | 2500
507 | Installation of 3KVA three phase in and Single Phase out UPS with 90min battery back-up- make Online Systems | Nos | 1 |  | 2500
508 | Installation of 3KVA three phase in and Single Phase out UPS with 60min battery back-up- make Online Systems | Nos | 1 |  | 2500
509 | Installation of 5KVA three phase in and Single Phase out UPS with 90min battery back-up- make Online Systems - Inbuilt Battery | Nos | 1 |  | 2500
510 | Installation of 5KVA three phase in and Single Phase out UPS with 60min battery back-up- make Online Systems - Inbuilt Battery | Nos | 1 |  | 2500
511 | Installation of 3KVA three phase in and Single Phase out UPS with 90min battery back-up- make Online Systems - Inbuilt Battery | Nos | 1 |  | 2500
512 | Installation of 3KVA three phase in and Single Phase out UPS with 60min battery back-up- make Online Systems - Inbuilt Battery | Nos | 1 |  | 2500
513 | MISC
514 | Supply and installation testing commission of following 1 no.of 4way weather proof box fixing for outdoor unit cable lugs proper fixing | Nos | 1 |  | 1677.87
515 | Supply and installation testing commission of following 1 no.of 8way weather proof box fixing for outdoor unit cable lugs proper fixing | Nos | 1 |  | 2214.5
516 | Rubber Mat | Nos | 2 |  | 1500
517 | Supply and Installation of Fan 48 400mm double Ball Bearing Crompton | Nos | 1 |  | 2400
518 | Supply and Installation of Exhaust Crompton Havells | Nos | 1 |  | 1600
519 | Supply and Installation of Ceiling Rose | Nos | 56 |  | 45
520 | Supply and Installation of Wall Fan 16 (supply + installation) | Nos | 1 |  | 2500
521 | Supply and Installation of Chain | Nos | 1 |  | 100
522 | Temp Lighting LumpSum | LS | 1 |  | 32416
| Total ( Electrical) |  |  |  |  | 0 | 0 |  | 0 | 0 |  | 0 | 0
| Grand Total ( Civil+Interior+Plumbing) | sum | sum |  |  | 7502340 | 6856845 |  | 7536133 | 7009280 |  | 7463050 | 6816010
[7 empty] | 8091077.1 | 0

## BOQ
[5 empty] | JP Rai |  |  | Stars & Merit |  |  | Bay Interiors
S.No | Item Name | UOM | RC Qty |  | Rate | RC Amount | CC Prestige Amount | Rate | Amount | CC Prestige Amount | Rate | Amount | CC Prestige Amount
| Copper chimney standard BOQ- Civil | sum | sum | CC Prestige QTY |  | 1080635 | 1037725 |  | 1063410 | 1054800 |  | 1057845 | 1039600
1 | Dismantling Of Ips Flooring Up To 4 Thick. (Including All Type Of Equipment Charges) | SFT | 100 |  | 20 | 2000 | 0 | 20 | 2000 | 0 | 20 | 2000 | 0
2 | Demolition Flooring Including Bedding Material (Ceramic, Glazed, Vitrified Tiles, Mosaic, Kota, Granite Slab, Marble Slab) | SFT | 100 |  | 20 | 2000 | 0 | 20 | 2000 | 0 | 20 | 2000 | 0
3 | Dismantling Of Internal Plaster With Racking Of Masonry Joints | SFT | 100 |  | 12 | 1200 | 0 | 12 | 1200 | 0 | 20 | 2000 | 0
4 | Scraping Removing Of Existing Neeru To Receive Pop Punning To Receive As Per The Instructions | SFT | 100 |  | 12 | 1200 | 0 | 12 | 1200 | 0 | 12 | 1200 | 0
5 | A. 4 1or2 Thk Masonry Walls With Plaster - Dismantling Of Brickwork, Siporex Solid Block, Hollow Block | SFT | 100 |  | 18 | 1800 | 0 | 18 | 1800 | 0 | 18 | 1800 | 0
6 | B. 6” Thick Masonry Walls With Plaster - Dismantling Of Brickwork, Siporex Solid Block, Hollow Block | SFT | 100 |  | 18 | 1800 | 0 | 18 | 1800 | 0 | 18 | 1800 | 0
7 | C. 9” Thick Masonry Walls With Plaster - Dismantling Of Brickwork, Siporex Solid Block, Hollow Block | SFT | 100 |  | 20 | 2000 | 0 | 20 | 2000 | 0 | 20 | 2000 | 0
8 | Plumbing or Drainage Pipes Fittings And Electrical Work | Nos | 2 |  | 3000 | 6000 | 0 | 3000 | 6000 | 0 | 3000 | 6000 | 0
9 | Carting Away The Debris Of Demolition Work (Rate Inclusive Of All Lifts And Leads From Place Of Dumping To The Disposal Trucks. Rates To Be Negotiated By Engg In Charge At Initial Stage And To Be Documented. Will Consider Lumsum Amount For Boq- Qty-3 CM. Rate to be finalised at site by EIC | Nos | 1 | 10 | 3500 | 3500 | 35000 | 4500 | 4500 | 45000 | 3500 | 3500 | 35000
10 | Removing Existing Doors Windows Including Shutters Glazing Without Any Damage And Handing Over To Engineer In Charge. (Rate To Include All Lifts And Leads ) | Nos | 2 |  | 300 | 600 | 0 | 300 | 600 | 0 | 300 | 600 | 0
11 | Breaking And Removing Of Wooden Partition Wherever Directed Including Scaffolding If Necessary Disposed The Debris As Per Engineer In Charge . (Rate To Include All Lifts And Leads ) | SFT | 100 |  | 22 | 2200 | 0 | 22 | 2200 | 0 | 22 | 2200 | 0
12 | Removing Existing False Ceiling Including Framming And Cleaning Complete. | SFT | 100 |  | 15 | 1500 | 0 | 15 | 1500 | 0 | 15 | 1500 | 0
13 | Removal And Disposal Of Glass Partition As Directed By Architect Or Ei.. | SFT | 100 |  | 25 | 2500 | 0 | 25 | 2500 | 0 | 25 | 2500 | 0
14 | Dismantling Of Washroom With All Fixtures, Partition Etc | NOS | 1 |  | 3500 | 3500 | 0 | 3500 | 3500 | 0 | 3500 | 3500 | 0
15 | Demolition Of Raised Floor Upto 12 | SFT | 100 |  | 50 | 5000 | 0 | 50 | 5000 | 0 | 50 | 5000 | 0
16 | Providing Constructing Rcc Lintels Of Section 41or2 X 6 In Concrete Of M 20 Grade With 8Mm Dia. Tor Steel Bar 4 Nos. With Ms Ring 6Mm Dia At 4 CorC Including Shuttering, Watering, Curing, Lifting, Placing In Position, Etc. Complete. (Minimum Bearing | RFT | 50 |  | 150 | 7500 | 0 | 150 | 7500 | 0 | 175 | 8750 | 0
17 | Providing Constructing Rcc Lintels Of Section 9 X 8 In Concrete Of M 20 Grade With 8Mm Dia. Tor Steel Bar 4 Nos. With Ms Ring 6Mm Dia At 4 CorC Including Shuttering, Watering, Curing, Lifting, Placing In Position, Etc. Complete. (Minimum Bearing Shal | RFT | 15 |  | 250 | 3750 | 0 | 250 | 3750 | 0 | 285 | 4275 | 0
18 | 2 Thick - Providing Laying Pcc For Raised Area In Concrete Of M 15 ( 1 2 4 ) Grade With Including Shuttering, Watering, Curing, Lifting, Placing In Position, Etc. Complete Cement Used Shall Be Ppc 53 Grade Of Ultratech,Acc | SFT | 850 | 800 | 65 | 55250 | 52000 | 65 | 55250 | 52000 | 65 | 55250 | 52000
19 | 3 Thick - Providing Laying Pcc For Raised Area In Concrete Of M 15 ( 1 2 4 ) Grade With Including Shuttering, Watering, Curing, Lifting, Placing In Position, Etc. Complete Cement Used Shall Be Ppc 53 Grade Of Ultratech,Acc | SFT | 10 |  | 80 | 800 | 0 | 80 | 800 | 0 | 80 | 800 | 0
20 | 4 Thick - Providing Laying Pcc For Raised Area In Concrete Of M 15 ( 1 2 4 ) Grade With Including Shuttering, Watering, Curing, Lifting, Placing In Position, Etc. Complete | SFT | 1 |  | 95 | 95 | 0 | 95 | 95 | 0 | 105 | 105 | 0
21 | 100 Mm Thick Brickwork In Superstructure - Providing And Constructing Brick Masonry Upto 4500 Mm Height In 1St Class Bricks (Red) In Cement Mortar Of Proportion 1 4 (Cement Sand) Including Runner (Patli) 100 Mm Thick In Concrete Mix 1 2 4 At Every 1000 | SFT | 1 |  | 145 | 145 | 0 | 145 | 145 | 0 | 145 | 145 | 0
22 | 150 Mm Thick Brickwork In Superstructure - Providing And Constructing Brick Masonry Upto 4500 Mm Height In 1St Class Bricks (Red) In Cement Mortar Of Proportion 1 4 (Cement Sand) Including Runner (Patli) 100 Mm Thick In Concrete Mix 1 2 4 At Every 1000 | SFT | 1 |  | 165 | 165 | 0 | 165 | 165 | 0 | 165 | 165 | 0
23 | 225 Mm Thick Brickwork In Superstructure - Providing And Constructing Brick Masonry Upto 4500 Mm Height In 1St Class Bricks (Red) In Cement Mortar Of Proportion 1 4 (Cement Sand) Including Runner (Patli) 100 Mm Thick In Concrete Mix 1 2 4 At Every 1000 | SFT | 1 |  | 210 | 210 | 0 | 210 | 210 | 0 | 210 | 210 | 0
24 | 100 Mm Thick Blockwork In Superstructure - Providing And Constructing Masonry In Aac BrickorSiforex Upto 4500 Mm Height In Cement Mortar Of Proportion 1 4 (Cement Sand)or Bonding Compound As Recommanded By Brick Manufaturer Including Runner (Patli) 100 | SFT | 2025 | 2100 | 160 | 324000 | 336000 | 160 | 324000 | 336000 | 160 | 324000 | 336000
25 | 150 Mm Thick Blockwork In Superstructure - Providing And Constructing Masonry In Aac BlockorSiforex Upto 4500 Mm Height In Cement Mortar Of Proportion 1 4 (Cement Sand)or Bonding Compound As Recommanded By Brick Manufaturer Including Runner (Patli) 100 | SFT | 150 |  | 160 | 24000 | 0 | 160 | 24000 | 0 | 160 | 24000 | 0
26 | 200 Mm Thick Blockwork In Superstructure - Providing And Constructing Masonry In Aac BlockorSiforex Upto 4500 Mm Height In Cement Mortar Of Proportion 1 4 (Cement Sand)or Bonding Compound As Recommanded By Block Manufaturer Including Runner (Patli) 100 | SFT | 1 |  | 220 | 220 | 0 | 220 | 220 | 0 | 220 | 220 | 0
27 | Providing And Fixing 50Mm Thick Fire Brick Flooring Below Behind Tandoor In Cm Of Ratio 1 4 Below Tandoor Area Including Roff Cement, Cutting, Curing Etc. Complete As Per Detaled Drawings And As Specified By Architector Engg. Incharge. | SFT | 45 | 75 | 175 | 7875 | 13125 | 200 | 9000 | 15000 | 200 | 9000 | 15000
28 | Providing Making 75 Mm High Pedastal At Kitchen Or As Per Required Location For Panels, Water Tank, Ro Foundation, Blower Foundation, Attached Buffet Counter Foundation Including Brick Masonary For Border or Concrete 1 2 4, Plastering, Cutting,Filling, | RFT | 20 |  | 185 | 3700 | 0 | 185 | 3700 | 0 | 185 | 3700 | 0
29 | Providing And Doing 12Mm to 20Mm Thick Internal Plaster Upto 4500 Mm Height To The Walls Ceiling In Cement Mortar 1 4 Mix In Single Coat Including Scaffolding, Watering, Curing, Cleaning Etc. Complete As Per Detail Drawing, As Specified And As Directed | SFT | 4000 | 3200 | 55 | 220000 | 176000 | 55 | 220000 | 176000 | 55 | 220000 | 176000
30 | Same As Above Item But In Patta Upto 1 To 3 Wide. | RFT | 45 |  | 30 | 1350 | 0 | 30 | 1350 | 0 | 30 | 1350 | 0
31 | Same As Above Item But In Patta Upto 4 To 6 Wide. | RFT | 50 |  | 35 | 1750 | 0 | 35 | 1750 | 0 | 35 | 1750 | 0
32 | Providing And Doing 12 To 20 Thick External Plaster Upto 4500 Mm Height To The Walls Ceiling In Cement Mortar 1 4 Mix In Double Coat Including Wire Mesh,Scaffolding, Watering, Curing, Cleaning Etc. Complete As Per Detail Drawing, As Specified And As Directed by EIC | SFT | 1 |  | 55 | 55 | 0 | 55 | 55 | 0 | 55 | 55 | 0
33 | Providing Waterproofing Treatment In Toilet , Kitchen, Bar, Terrace Area Over The Slab By First Coat Of Urp Coating Primer Applying 2 Coat Of Dr. Fixit Waterproofing Product (Pidifin 2K) As Per Manufacturer Specifications Including Surface Prepration And protection layer as instructed by EIC | SFT | 700 |  | 100 | 70000 | 0 | 90 | 63000 | 0 | 90 | 63000 | 0
34 | Providing Waterproofing Treatment In Toilet , Kitchen,Bar, Terrace Area Over The wall till 900 mm By First Coat Of Urp Coating Primer Applying 2 Coat Of Dr. Fixit Waterproofing Product (Pidifin 2K) As Per Manufacturer Specifications And 1 Coat Of | SFT | 650 |  | 100 | 65000 | 0 | 70 | 45500 | 0 | 70 | 45500 | 0
35 | Providing Waterproofing Treatment In Toilet , Kitchen, Bar, Terrace Area Over The Slab By Membrane Sheet As Per ArchitectorEic Specifications Including Surface Prepration And Screading As Per Manufacure S Specifications, All Lead, Lifts,Curing, Testing | SFT | 1 | 1700 | 110 | 110 | 187000 | 110 | 110 | 187000 | 110 | 110 | 187000
36 | Providing Waterproofing Treatment In Toilet , Kitchen, Bar, Terrace Area Over The Wall Till 900 Mm Height By Membrane Sheet As Per ArchitectorEic Specifications Including Surface Prepration As Per Manufacure S Specifications, All Lead, Lifts,Curing, Tes | SFT | 1 |  | 110 | 110 | 0 | 110 | 110 | 0 | 110 | 110 | 0
37 | Providing And Laying 10" Thick Siporex Bricks As Filling Material Consists Of 18 To25 Mm Thick Cement Mortar In Cm Ratio1 3 As Bottom Layer, 140 To 150 Mm Thick Siforex BLocks Along With Joints Filling By Mortar Cm 1 3 With Waterproofi | SFT | 700 | 800 | 210 | 147000 | 168000 | 210 | 147000 | 168000 | 210 | 147000 | 168000
38 | Vata 150X150 With Pcc And Plaster With Water Proofing Compound Including Dressing, Cleaning, Watering, Curing Etc. Complete As Per Detail Drawing Or As Directed By Architect Or Eic | RFT | 160 | 240 | 75 | 12000 | 18000 | 75 | 12000 | 18000 | 75 | 12000 | 18000
39 | Incasing Of Drain Pipes Covering In Kitchen or Toilet Area 12 X 12 Thick M-20 Concrete Filling Including Dressing, Cleaning, Watering, Curing Etc. Complete As Per Detail Drawing Or As Directed By Architect Or Ei. | RFT | 160 |  | 140 | 22400 | 0 | 140 | 22400 | 0 | 140 | 22400 | 0
40 | 24 X24 Ic Chambers As Main Chamber - Chamber Making In Brick Work With 1 4 Cement Sand Mortar Including Making Vata In All Edges, Plastering And Applying All Side 2 Coat Of Dr. Fixit Waterproofing Product (Pidifin 2K) Including Surface Prepration As Per Manufacure's Specifications, After That Fixing Of China Mosaic Tiles Inside Of Chamber, Joint Filling, Cutting Of Kota Stone Flooring And Fixing Of Grating Etc Complete Including All Lead, Lifts,Curing, Testing As Specified By EI. | NOS | 1 |  | 6500 | 6500 | 0 | 6500 | 6500 | 0 | 6500 | 6500 | 0
41 | 24 X18 IC chambers As Main Chamber - Chamber Making In Brick Work With 1 4 Cement Sand Mortar Including Making Vata In All Edges, Plastering And Applying All Side 2 Coat Of Dr. Fixit Waterproofing Product (Pidifin 2K) Including Surface Prepration As Per Manufacure's Specifications, After That Fixing Of China Mosaic Tiles Inside Of Chamber, Joint Filling, Cutting Of Kota Stone Flooring And Fixing Of Grating Etc Complete Including All Lead, Lifts,Curing, Testing As Specified By EI. |  | 1 |  | 6000 | 6000 | 0 | 6000 | 6000 | 0 | 6000 | 6000 | 0
42 | 12 X12 - Chamber Making In Brick Work With 1 4 Cement Sand Mortar Including Making Vata In All Edges, Plastering And Applying All Side 2 Coat Of Dr. Fixit Waterproofing Product (Pidifin 2K) Including Surface Prepration As Per Manufacure S Specification, After That Fixing Of China Mosaic Tiles Inside Of Chamber, Joint Filling, Cutting Of Kota Stone Flooring And Fixing Of Grating Etc Complete Including All Lead, Lifts,Curing, Testing As Specified By Ei. | NOS | 11 | 8 | 3750 | 41250 | 30000 | 4400 | 48400 | 35200 | 3750 | 41250 | 30000
43 | 18 X12 - Chamber Making In Brick Work With 1 4 Cement Sand Mortar Including Making Vata In All Edges, Plastering And Applying All Side 2 Coat Of Dr. Fixit Waterproofing Product (Pidifin 2K) Including Surface Prepration As Per Manufacure S Specification, After That Fixing Of China Mosaic Tiles Inside Of Chamber, Joint Filling, Cutting Of Kota Stone Flooring And Fixing Of Grating Etc Complete Including All Lead, Lifts,Curing, Testing As Specified By Ei. | NOS | 2 | 2 | 3850 | 7700 | 7700 | 3850 | 7700 | 7700 | 3850 | 7700 | 7700
44 | 24 X12 - Chamber Making In Brick Work With 1 4 Cement Sand Mortar Including Making Vata In All Edges, Plastering And Applying All Side 2 Coat Of Dr. Fixit Waterproofing Product (Pidifin 2K) Including Surface Prepration As Per Manufacure S Specification, After That Fixing Of China Mosaic Tiles Inside Of Chamber, Joint Filling, Cutting Of Kota Stone Flooring And Fixing Of Grating Etc Complete Including All Lead, Lifts,Curing, Testing As Specified By Ei. | NOS | 1 | 1 | 4100 | 4100 | 4100 | 4100 | 4100 | 4100 | 4100 | 4100 | 4100
45 | 84 X10 - Chamber Making In Brick Work With 1 4 Cement Sand Mortar Including Making Vata In All Edges, Plastering And Applying All Side 2 Coat Of Dr. Fixit Waterproofing Product (Pidifin 2K) Including Surface Prepration As Per Manufacure's Specification, After That Fixing Of China Mosaic Tiles Inside Of Chamber, Joint Filling, Cutting Of Kota Stone Flooring And Fixing Of Grating Etc Complete Including All Lead, Lifts,Curing, Testing As Specified By Ei. | NOS | 1 | 1 | 10800 | 10800 | 10800 | 10800 | 10800 | 10800 | 10800 | 10800 | 10800
| Copper chimney standard BOQ- Interior work | sum | sum |  |  | 5679360 | 5319490 | 0 | 5752898 | 5454850 |  | 5652580 | 5267115
1 | Providing Pest Control Anti-termite treatment by appointing a specialized agency as per the specifications mentioned by the Bureau of Indian Standard Agencies specification ( Whichever is higher ) for General Civil , Plumbing or Drainage timber or Carpentry works , Gypsum related work including 5 Years guarantee under suitable undertaking on stamp paper etc complete as directed . ( Mode of Measurement to be on carpet area of floor not the area of surface treated.) | SFT | 2100 | 2400 | 10 | 21000 | 24000 | 10 | 21000 | 24000 | 12 | 25200 | 28800
2 | Providing and Laying KOTA stone of 25mm thk. on avg 40 mm thk bed of 1 4 cement mortar in proper line and level including neat cement float, filling joints with neat cement slurry of appropriate colour, cleaning, curing, rubbing, complete. Scope includes laying of floor protective cover on the floor and removing of the same when directed along with supply of all necessary materials, labour, tools and tackles complete in line with the Technical Specification, Drawings and as per the direction of the Architect PMC. Including Polishing. Size 550x550 Basic Rate 55 Per SFT | SFT | 830 | 920 | 160 | 132800 | 147200 | 160 | 132800 | 147200 | 160 | 132800 | 147200
3 | Fixing laying of tiles for flooring which includes --bedding up to 50mm thickness with mortar of 1 6 ratio (1cement 6sand), spreading of grey cement slurry with minimum of 2kgor Sq.mt. ratio over bedding mortar, including 3mm spacer with epoxy grout of approved colour, adhesive of bal Endura or approved equivalent, making of hole where ever required, in proper line and level in all direction, at all height with lead and lift, polishingorfinishingorcleaning etc. as per design and drawing and directed by PMC etc. complete.size - 150x600 mm. Basic Rate 150 Per SFT (make kajaria) | SFT | 750 | 1150 | 285 | 213750 | 327750 | 285 | 213750 | 327750 | 285 | 213750 | 327750
4 | Fixing laying of tiles for flooring which includes --bedding upto 50 mm thickness with mortar of 1 6 ratio (1cement 6sand), spreading of grey cement slurry with minimum of 2kgor Sq.mt. ratio over bedding mortar, including 3mm spacer with epoxy grout of approved colour, adhesive of bal Endura or approved equivalent, making of hole where ever required, in proper line and level in all direction, at all height with lead and lift, polishingorfinishingorcleaning etc. as per design and drawing and directed by PMC etc. complete.size - 300x300. Basic Rate 220 Per SFT | SFT | 500 | 450 | 390 | 195000 | 175500 | 370 | 185000 | 166500 | 370 | 185000 | 166500
5 | Fixing laying of 100mm high tiles for skirting with bedding of appropriate approved make adhesive colour joint filler inclusive of making all grooveorchamferingorroundingorhole where ever required, in proper line and level in all direction, polishingorfinishingorcleaning etc. Complete as per detail drawing, specification and as directed by PMC.size - 100x600. Basic Rate 120 Per SFT | RFT | 165 | 175 | 130 | 21450 | 22750 | 130 | 21450 | 22750 | 130 | 21450 | 22750
6 | Providing and fixing Glazed Decorative wall tiles which includes-approved make of adhesive like bal Endura or equivalent, grey cement paste with backing coat of 1 3 cement mortar not less than 12mm thick as where ever required, joint filler of approved make and colour, as and where ever required, in proper line and level in all direction, at all height with lead and lift, polishingorfinishingorcleaning etc as per design, drawing and directed by PMC etc. all complete.Size 75x300 Rate 275per Sft | SFT | 270 | 275 | 460 | 124200 | 126500 | 450 | 121500 | 123750 | 410 | 110700 | 112750
7 | Providing and fixing Ceramic wall tiles with 2mm spacer which includes-approved make of adhesive like bal Endura or equivalent, dry cladding on bison board panelling, joint filler of approved make and colour, as and where ever required, in proper line and level in all direction, at all height with lead and lift, polishingorfinishingorcleaning etc as per design, drawing and directed by PMC etc. all complete. (Color - whiteor ivory) | SFT | 1505 | 1625 | 160 | 240800 | 260000 | 150 | 225750 | 243750 | 160 | 240800 | 260000
8 | P F of 304 grade 3mm thick SS Corner guard (30mm x 30mm, mat finished as per approved sample) fixing with conceal tile on each corner of the kitchen s wall before cladding of tiles, so that the corner may be protected from the damages. Complete in proper line level and site engineer s instruction. 2400 mm ht | RFT | 56 | 90 | 270 | 15120 | 24300 | 270 | 15120 | 24300 | 270 | 15120 | 24300
9 | P F of 6 mm thick antique brass floor inlay fixing with thread screws on each corner of the kitchen s wall before cladding of tiles, so that the corner may be protected from the damages. Complete in proper line level and site engineer s instruction. | RFT | 80 | 100 | 325 | 26000 | 32500 | 400 | 32000 | 40000 | 325 | 26000 | 32500
10 | Providing and applying Plaster of Paris punning of average thickness 20-25mm to existing wall surfacesor on existing tiles including chicken mesh in true level and plumb complete as per design and drawing Cleaning the surface properly with sand paper, filling cracksorholes with plaster of Paris. Applying lambi or putty (lambiorputty will be of good quality) sand papering the putty work on chamfers, etc.at any or all heights. Rate include cost for making grooves up to 12mm thick if required in horizontal or vertical direction near doors, windows, skirting, floor covering, masking tape and cleaning the area all complete as per drawing, design manufactures specification. block work walls | SFT | 900 | 2100 | 45 | 40500 | 94500 | 45 | 40500 | 94500 | 45 | 40500 | 94500
11 | Providing, making and fixing of Gypsum false ceiling as per manufacturer design and drawing including cut-outs for hvac grille, lights etc.at any or all heights. Rate quoted should be including of vertical drop of any heights, mouldings and size mentioned in drawings with necessary required framing in 450x 900 ultra Gyproc sections, fittings, and fixtures, scaffolding, floor covering, masking tape and cleaning the area all complete as per drawing, design manufactures specification all complete. Rates do not include painting work. | SFT | 550 | 520 | 140 | 77000 | 72800 | 130 | 71500 | 67600 | 115 | 63250 | 59800
12 | Kitchen Door - Providing fixing in position of wooden FRD Double Leaf Door made up of 38 mm thick fire rated flush door shutter of approved make thickness, Inner side finished with wooden laminate and outer side with veneer finish including providing fixing 750mm X 200mm fire rated 6 mm thk glass Vision panel and 12mm thk Wooden lipping all around, including of 300mm thk SS push plate and 300mm high SS kick plate, including PorF of Door frame made out of CP Teak or Ash wood or equivalent with melamine polish finish. Size of the frame approximate 175mm wide X 50mm thick. Applicable hardwares such as sors handlesor ss push plate, floor spring and any other hardware etc required to complete the related works as per design detail. door hardware make consider Dorma or HafeleorOzone Need heavy duty floor spring both sides openable. | SFT | 28 | 32 | 1700 | 47600 | 54400 | 1800 | 50400 | 57600 | 1800 | 50400 | 57600
13 | Kitchen Door - Providing fixing in position of wooden Double Leaf Door made up of 38 mm thick flush door shutter of approved make thickness, Inner side finished with wooden laminate and outer side with veneer finish including providing fixing 750mm X 200mm normal 6 mm thk glass Vision panel and 12mm thk Wooden lipping all around, including of 300mm thk SS push plate and 300mm high SS kick plate, including PorF of Door frame made out of CP Teak or Ash wood or equivalent with melamine polish finish. Size of the frame approximate 175mm wide X 50mm thick. Applicable hardwares such as sors handlesor ss push plate, floor spring and any other hardware etc required to complete the related works as per design detail. door hardware make consider Dorma or HafeleorOzone Need heavy duty floor spring both sides openable. | SFT | 28 |  | 1250 | 35000 | 0 | 1456 | 40768 | 0 | 1550 | 43400 | 0
14 | Live Kitchen Sliding Door Providing fixing in position of wooden FRD sliding door made up of 38mm thick fire rated flush door shutter of approved make thickness, both side to be finished with wooden laminate including providing fixing 750mm X 200mm fire rated glass Vision panel and 12mm thk Wooden lipping all around, including conceal handle a and 300mm high SS kick plate, including PorF of Door frame made out of CP Teak or Ash wood or equivalent with melamine polish finish. Size of the frame approximate 175mm wide X 50mm thick. Applicable hardware s such as sliding channel, sors handlesor ss push plate, lock, tower bolt and any other hardware etc required to complete the related works as per design detail. door hardware make consider Dorma or Hafeleor Ozone or equivalent Need heavy duty floor spring both sides openable. | SFT | 18 | 21 | 1200 | 21600 | 25200 | 1050 | 18900 | 22050 | 1250 | 22500 | 26250 | 1295
15 | Live Kitchen Sliding Door Providing fixing in position of wooden sliding door made up of 38mm thick normal greenorkit make flush door shutter of approved make thickness, both side to be finished with wooden laminate including providing fixing 750mm X 200mm normal 6mm thk glass Vision panel and 12mm thk Wooden lipping all around, including conceal handle a and 300mm high SS kick plate, including PorF of Door frame made out of CP Teak or Ash wood or equivalent with melamine polish finish. Size of the frame approximate 175mm wide X 50mm thick. Applicable hardware s such as sliding channel, sors handlesor ss push plate, lock, tower bolt and any other hardware etc required to complete the related works as per design detail. door hardware make consider Dorma or HafeleorOzone Need heavy duty floor spring both sides openable. | SFT | 18 |  | 1050 | 18900 | 0 | 1300 | 23400 | 0 | 1250 | 22500 | 0
16 | Main Door (Size - 1800x2400 mm) PorF 10 mm thk. toughened glass double leaf openable door with 20x 40mm MS framework with whiteor black powder coating and bottom base wooden partiton height upto 600mm with wooden molding finish with duco paint and all necessary required groove, wooden framing, including glass door with heavy duty floor spring fixing with approved make adhesive and fasteners, cuttingor chamferingor grooveorrounding wherever required, at all height with lead and lift, finishing, cleaning as per design and drawing etc. all complete. including door lock. | SFT | 32 | 42 | 1500 | 48000 | 63000 | 1400 | 44800 | 58800 | 1250 | 40000 | 52500
17 | Trap Door - Providing and fixing trap doors for access to the service areas. The trap door shall have an internal frame o 50x50 mm MS Pipe and external frame made of 50mm x 50mm in good quality seasoned ash wood scantling on which the shutter is hinged. Shutter shall be made of 19 mm. Non fire rated Green Plywood. The exposed side Internal side shall be white laminate finish. Concealed heavy duty hinges shall be used to mount the shutters and locking shall be provided with Allen key and panel locks. Sufficient number of hinges and locks shall be provided to avoid sagging of the shutter. Key also shall be supplied | SFT | 64 | 24 | 750 | 48000 | 18000 | 950 | 60800 | 22800 | 950 | 60800 | 22800
18 | Trap Door - Providing and fixing firated trap doors for access to the service areas. The trap door shall have an internal frame o 50x50 mm MS Pipe and external frame made of 50mm x 50mm in good quality seasoned ash wood scantling on which the shutter is hinged. Shutter shall be made of 19 mm Green Plywood. The exposed side Internal side shall be white laminate finish. Concealed heavy duty hinges shall be used to mount the shutters and locking shall be provided with Allen key and panel locks. Sufficient number of hinges and locks shall be provided to avoid sagging of the shutter. Key also shall be supplied | SFT | 21 |  | 750 | 15750 | 0 | 950 | 19950 | 0 | 950 | 19950 | 0
19 | Service Station - (Size - 1200x550x900 mm) PorF service counters in duco finished from outer surface top finished in marble. The storage under the Counter should be provided with 6 ht. drawers at top row finished with wooden ribs. top of the shutter having C section brass inlay below openable shutters finished with duco. the drawer should have internal partiton with fabric finish for cutlary Shutters made out of 19mm thk. fire rated plywood finished with 1mm thk. laminate internally. The shutters to be provided with fittings such as hinges; handles; ball catch, locks etc. complete in all respect. The rates for the Shutters to be included. as per design and details. any 1drawer (in each service station) should have 3compartment made in ply finished with fabric for cutlery and bottom storage should have 1shelf for crockery, shelf in ply finished with white laminate Plywood - branded fire rated -- Greenply or Equivalent brand Veneer Make - EuroorGreenlamorMerinoor or equivalent (Basic Rate- 140 Sq. ft.) Laminate Make - EuroorGreenlamorMerinoor or equivalent (Basic Rate- 40 Sq. ft.) Marble basic rate - 800 sft | NOS | 3 | 2 | 42500 | 127500 | 85000 | 51000 | 153000 | 102000 | 47000 | 141000 | 94000
20 | Service Station - (Size - 1200x550x900 mm) PorF service counters in duco finished from outer surface top finished in marble. The storage under the Counter should be provided with 6 ht. drawers at top row finished with wooden ribs. top of the shutter having C section brass inlay below openable shutters finished with duco. the drawer should have internal partiton with fabric finish for cutlary Shutters made out of 19mm thk plywood finished with 1mm thk. laminate internally. The shutters to be provided with fittings such as hinges; handles; ball catch, locks etc. complete in all respect. The rates for the Shutters to be included. as per design and details. any 1drawer (in each service station) should have 3compartment made in ply finished with fabric for cutlery and bottom storage should have 1shelf for crockery, shelf in ply finished with white laminate Plywood - branded plyt -- Greenply or Equivalent brand Veneer Make - EuroorGreenlamorMerinoor or equivalent (Basic Rate- 140 Sq. ft.) Laminate Make - EuroorGreenlamorMerinoor or equivalent (Basic Rate- 40 Sq. ft.) Marble basic rate - 800 sft | NOS | 1 |  | 42500 | 42500 | 0 | 45000 | 45000 | 0 | 43000 | 43000 | 0
21 | Console (Size - 1200x600x900 mm) PorF service counters in duco finished from outer surface top finished in veneer. The storage under the Counter should be provided with 6 inch ht. drawers at top row finished with wooden ribs. top of the shutter having C section brass inlay below openable shutters finished with duco. the drawer should have internal partiton with fabric finish for cutlary Shutters made out of 19mm thk. fire rated plywood finished with 1mm thk. laminate internally. The shutters to be provided with fittings such as hinges; handles; ball catch, locks etc. complete in all respect. The rates for the Shutters to be included. as per design and details. any 1drawer (in each service station) should have 3compartment made in ply finished with fabric for cutlery and bottom storage should have 1shelf for crockery, shelf in ply finished with white laminate Plywood - branded fire rated Ply (MR Calibrated, IS 303) -- Greenply or Equivalent brand Veneer Make - EuroorGreenlamorMerinoor or equivalent (Basic Rate- 140 Sq. ft.) Laminate Make - EuroorGreenlamorMerinoor or equivalent (Basic Rate- 40 Sq. ft.) | NOS. | 1 |  | 46000 | 46000 | 0 | 51000 | 51000 | 0 | 46000 | 46000 | 0
22 | Console (Size - 1200x600x900 mm) PorF service counters in duco finished from outer surface top finished in veneer. The storage under the Counter should be provided with 6 inch ht. drawers at top row finished with wooden ribs. top of the shutter having C section brass inlay below openable shutters finished with duco. the drawer should have internal partiton with fabric finish for cutlary Shutters made out of 19mm thk. fire rated plywood finished with 1mm thk. laminate internally. The shutters to be provided with fittings such as hinges; handles; ball catch, locks etc. complete in all respect. The rates for the Shutters to be included. as per design and details. any 1drawer (in each service station) should have 3compartment made in ply finished with fabric for cutlery and bottom storage should have 1shelf for crockery, shelf in ply finished with white laminate Plywood - Ply (MR Calibrated, IS 303) -- Greenply or Equivalent brand Veneer Make - EuroorGreenlamorMerinoor or equivalent (Basic Rate- 140 Sq. ft.) Laminate Make - EuroorGreenlamorMerinoor or equivalent (Basic Rate- 40 Sq. ft.) | NOS. | 1 |  | 46000 | 46000 | 0 | 46000 | 46000 | 0 | 46000 | 46000 | 0
23 | MS Display Unit 01( SIze -1500x200x5000 mm) PorF Display unit having 20 x 20mm MS framework with black powder coat upto ceiling height, having wooden shelf @ every 350mm corc including all necessary hardware etc. complete. Rate include 15 Nos 20mm thk sandwitched glass shelf (500x250 mm) with cane in center and with veneer finish frame Plywood - branded fire rated Ply (MR Calibrated, IS 303) -- Greenply or Equivalent brand Veneer Make - EuroorGreenlamorMerinoor or equivalent (Basic Rate- 140 Sq. ft.) Laminate Make - EuroorGreenlamorMerinoor or equivalent (Basic Rate- 40 Sq. ft.) 20X20mm MS section finish with black powder coat | NOS. | 2 | 4 | 45000 | 90000 | 180000 | 45000 | 90000 | 180000 | 45000 | 90000 | 180000
24 | 20mm thk sandwiched glass shelf with cane in center and with veneer finish frame(500x200 mm) | Nos | 18 |  | 3250 | 58500 | 0 | 2650 | 47700 | 0 | 2650 | 47700 | 0
25 | Hostess Desk (Size - 1000x500x1050 mm) roviding and fixing Hostess desk made out of approved make branded fire rated ply -- Greenply or Equivalent brand and finished with veneer as approved with veneer groves as per design with melamine matt polish 20X20mm MS section finish with black powder coated legs. with ss 3mm thick pvd coated CC Logo Desk to have 2 drawers of ht 155mm, finished with duco outside and veneer matching laminate inside with inbuilt recessed handles in wood and polish. Basic cost of Veneer 140or- SFT | NOS. | 1 |  | 33500 | 33500 | 0 | 33500 | 33500 | 0 | 33500 | 33500 | 0
26 | Hostess Desk (Size - 1000x500x1050 mm) Providing and fixing Hostess desk made out of approved make branded ply -- Greenply or Equivalent brand and finished with veneer as approved with veneer groves as per design with melamine matt polish 20X20mm MS section finish with black powder coated legs. with ss 3mm thick pvd coated CC Logo Desk to have 2 drawers of ht 155mm, finished with duco outside and veneer matching laminate inside with inbuilt recessed handles in wood and polish. Basic cost of Veneer 140or- SFT | Nos | 1 | 1 | 32500 | 32500 | 32500 | 32000 | 32000 | 32000 | 32500 | 32500 | 32500
27 | Banquet Back Planter Box (Size - 8450x300x900 mm) Providing and fixing of 19mm thk fire rated Ply-- Greenply or Equivalent brand apron to be cladded with VeneerorSolid Wood all necessary required groove, wooden framing, approved make adhesive and cuttingor chamferingor grooveorrounding wherever required, at all height with lead and lift, finishing, cleaning as per design and drawing etc. all complete. | RFT | 24 | 28 | 2200 | 52800 | 61600 | 2700 | 64800 | 75600 | 2900 | 69600 | 81200
28 | Banquet Back Planter Box (Size - 8450x300x900 mm) Providing and fixing of 19mm thk Ply-- Greenply or Equivalent brand apron to be cladded with VeneerorSolid Wood all necessary required groove, wooden framing, approved make adhesive and cuttingor chamferingor grooveorrounding wherever required, at all height with lead and lift, finishing, cleaning as per design and drawing etc. all complete. | RFT | 1 |  | 2200 | 2200 | 0 | 2300 | 2300 | 0 | 2500 | 2500 | 0
29 | Banquet Seating (Size - 8450x600x900 mm) Providing, making and fixing sofa made out of wooden frame work and cladded with 12mm thk approved make branded fire rated Ply -- Greenply or Equivalent brand approved fabric with required wooden frame, top rail having 38mm dia brass metal rail height upto 150mm and side to have a cane paneling with required wooden frame with incline backrest. the bottom to have storage under seat with heavy duty sliding trolly to keep crockey. finishingorcleaningorcuttingorrequired fixture fasteners etc. as per design drawing as directed by Project Manager etc. complete. Sofa will have high density rubber foam in angle.(Foam used should be approved and to be certified against poisonous and noxious fumes.) Rate includes upholstery of fabrics. Under seating Drawers with heavy duty trolley for storage. Veneer on exterior finish Basic cost @ 140Rs sft Leathere Basic cost @ 550 per RMT Fabric Basic cost - 1600 Rmt 38mm dia brass top rail Heavy duty sliding trolly for storage | RFT | 48 |  | 7400 | 355200 | 0 | 7900 | 379200 | 0 | 7800 | 374400 | 0
30 | Banquet Seating (Size - 8450x600x900 mm) Providing, making and fixing sofa made out of wooden frame work and cladded with 12mm thk approved make branded Ply -- Greenply or Equivalent brand approved fabric with required wooden frame, top rail having 38mm dia brass metal rail height upto 150mm and side to have a cane paneling with required wooden frame with incline backrest. the bottom to have storage under seat with heavy duty sliding trolly to keep crockey. finishingorcleaningorcuttingorrequired fixture fasteners etc. as per design drawing as directed by Project Manager etc. complete. Sofa will have high density rubber foam in angle.(Foam used should be approved and to be certified against poisonous and noxious fumes.) Rate includes upholstery of fabrics. Under seating Drawers with heavy duty trolley for storage. Veneer on exterior finish Basic cost @ 140Rs sft Leathere Basic cost @ 550 per RMT Fabric Basic cost - 1600 Rmt 18mm dia brass top rail Heavy duty sliding trolly for storage | RFT | 1 | 56 | 7000 | 7000 | 392000 | 7450 | 7450 | 417200 | 7000 | 7000 | 392000
31 | Cane Paneling - Supply and Fixing of bamboo cane in natural finish with all necessary hardware upto 5000mm height as specified in drawings or as instructed by EIC | SQFT | 350 | 350 | 750 | 262500 | 262500 | 750 | 262500 | 262500 | 650 | 227500 | 227500
32 | Wall Dado Veneer Paneling - Providing, making and fixing of wall panel made of 12mm thk branded fire rated Ply -- Greenply or Equivalent brand with Veneer finish with PU polish with approved make adhesive and fasteners, cuttingor chamfering or grooveorrounding wherever required, at all height with lead and lift, finishing, cleaning as per design and drawing etc. all complete. Basic Rate of Veneer @ 120 Rs per SFT | SFT | 475 | 200 | 780 | 370500 | 156000 | 680 | 323000 | 136000 | 780 | 370500 | 156000
33 | Wall Dado Veneer Paneling - Providing, making and fixing of wall panel made of 12mm thk branded Ply -- Greenply or Equivalent brand with Veneer finish with PU polish approved make adhesive and fasteners, cuttingor chamferingor grooveorrounding wherever required, at all height with lead and lift, finishing, cleaning as per design and drawing etc. all complete. Basic Rate of Veneer @ 120 Rs per SFT | SFT | 1 |  | 680 | 680 | 0 | 680 | 680 | 0 | 680 | 680 | 0
34 | Moulding Providing, making and fixing of wooden mouldings as per detail drawing with grooves to be added with all necessary required wooden framing, approved make adhesive and fasteners, cuttingor chamferingor grooveorrounding wherever required, at all height with lead and lift, finishing, cleaning as per design and drawing etc. all complete. | RFT | 600 | 250 | 275 | 165000 | 68750 | 275 | 165000 | 68750 | 275 | 165000 | 68750
35 | Storage Cabinet - With Bamboo Cane shutter - P/F louver shutter with fire rated plywood framework finished with veneer as per design detail made in wood with openable shutters with bamboo cane paneling back side of the cane to be finished with laminate. Including all necessary required wooden framing, approved make adhesive and fasteners, Lock, cuttingor chamferingor grooveorrounding wherever required, at all height with lead and lift, finishing, cleaning as per design and drawing etc. all complete. Basic rate of Veneer @ 120 Rs per SFT Basic rate of laminate @ 50 Rs per SFT | SFT | 18 | 90 | 3000 | 54000 | 270000 | 3000 | 54000 | 270000 | 3000 | 54000 | 270000
36 | Signage bulkhead Ply boxing with leather finish granite panelling on façade Providing, making and fixing fire rated ply boxing made out of woodenor aluminium frame work and cladded with 12mm thk approved make branded fire rated Ply (MR Calibrated, IS 303) -- Greenply or Equivalent brand finished with 18mm thk leather finish granite. all with required frame finishingorcleaningorcuttingorrequired fixture fasteners etc. as per design drawing as directed by Project Manager etc. complete. | SFT | 60 | 25 | 1150 | 69000 | 28750 | 1200 | 72000 | 30000 | 1200 | 72000 | 30000
37 | Planter Box above banquet (Size - 8450x3100x300) - Providing and fixing M.S frame stand made out of 20mm x 20mm hollow box sections with 19mm thk approved make branded fire rated Ply-- Greenply or Equivalent brand apron to be cladded with MDF of HDMR as per site incharge and plastic paint VeneerorSolid Wood all necessary required groove, wooden framing, approved make adhesive and cuttingor chamferingor grooveorrounding wherever required, at all height with lead and lift, finishing, cleaning as per design and drawing etc. all complete. | RFT | 25 | 28 | 3480 | 87000 | 97440 | 4200 | 105000 | 117600 | 3480 | 87000 | 97440
38 | Bar Counter (Size - 3000x200 mm) PorF Bar counter to be made out of 19mm thk approved make branded fire rated ply-- Greenply or Equivalent brand apron to be cladded with wood bamboo cane as per detail and platform in white Marble finished based on ply with necessary ms barcket, Necessary opening should be made for fixing of stainless steel sink. Erecting brick wall for plumbing and Brick platform should be provided on floor below the platform of 100mm high brass skirting from outside. The top platform to have 50mm wide Marble finish fascia horizontally.Plywood - branded fire rated Ply-- Greenply or Equivalent brand Veneer Make - EuroorGreenlamorMerinoor or equivalent (Basic Rate- 140 Sq. ft.)Top service Counter Ply Base with Neccesory Support to receved marble | RFT | 10 | 25 | 550 | 5500 | 13750 | 550 | 5500 | 13750 | 550 | 5500 | 13750
39 | Bar Counter - Front Elevation (apron) to be to be made out of 19mm thk approved make branded fire rated Ply) -- Greenply or Equivalent brand with veneer finish frames, ply to be finished with duco and veneer frames to be finished with PU polish. Top row finished with metal cane and 100mm skirting with veneer as per detailed Drawing design. Provision for indirect lighting to be made excluding pvdf coated brass finished pipe which shall be measured and paid separately | SFT | 20 | 75 | 1500 | 30000 | 112500 | 1500 | 30000 | 112500 | 1500 | 30000 | 112500
40 | 50mm thk Top service platform in Marble Marble Basic Rate 800or- per SQ.FT. | RFT | 10 | 22 | 1200 | 12000 | 26400 | 950 | 9500 | 20900 | 950 | 9500 | 20900
41 | Bar Counter - 38mm Dia Foot rest real brass antique finish at the bottom. | RFT | 10 | 20 | 1200 | 12000 | 24000 | 2200 | 22000 | 44000 | 1200 | 12000 | 24000
42 | Bar Counter - 600x900 mm Wicket door for bar area entry finished same as counter appron | Nos | 1 | 1 | 7000 | 7000 | 7000 | 7000 | 7000 | 7000 | 7000 | 7000 | 7000
43 | Bar Counter - 100mm high brass plate Skirting | RFT | 12 | 22 | 350 | 4200 | 7700 | 650 | 7800 | 14300 | 350 | 4200 | 7700
44 | Bar Counter - PorF 75mm thk fire rated plywood partition finished with bamboo closed cane matting , internal ply finished with laminate. structure to be made out of 40x20mm thk wooden frame with 12mm ply on both side, intermidiate member size of 40 x 20mm wooden frameor bidding to be finished with PU polish. to be finished with duco paint finish with necessary fittings as per design and details. | SFT | 15 |  | 1100 | 16500 | 0 | 950 | 14250 | 0 | 950 | 14250 | 0
45 | Bar Display Unit - PorF 350mm deep Bar display unit to be made out of 19mm thk approved make branded fire rated Ply -- Greenply or Equivalent brand with veneer finish, having brass shelf @ every 400mm corc. The Backdrop made out of 12mm thk approved make branded fire rated Ply -- Greenply or Equivalent brand with finished with bronze mirror, front panelling to be veneer finsh. The shelves to be provided with necessary fittings etc. complete in all respect. The rates for shelves to be included. as per design and details. Marble Basic Rate 600or- per SQ.FT. | SFT | 35 | 60 | 2050 | 71750 | 123000 | 2050 | 71750 | 123000 | 2050 | 71750 | 123000
46 | Mirror Panelling | SFT | 25 | 60 | 600 | 15000 | 36000 | 600 | 15000 | 36000 | 600 | 15000 | 36000
47 | SS PVD Coated Brass finish Shelves | no. | 3 |  | 8500 | 25500 | 0 | 8500 | 25500 | 0 | 8500 | 25500 | 0
48 | PVD coated Brass finish pipe 25x25 mm | Rft | 32 | 30 | 750 | 24000 | 22500 | 750 | 24000 | 22500 | 750 | 24000 | 22500
49 | Veneer Paneling | Sqft | 25 |  | 970 | 24250 | 0 | 950 | 23750 | 0 | 950 | 23750 | 0
50 | Bar Counter Back - ( Size - 3000x600 mm) P F of back counter of 600mm wide granite top working back counter, with 19mm thick fire rated plywood structure 12mm plywood back, counter having 4 nos. of open able shutters (in 19mm thick plywood) on front side of the unit. Counter top to be finished with 19mm thick black galaxy granite with 38mm dual nose finished, counter front part, all the visible part to be finished with 1mm thick wooden laminate, counters internal part to be finished with 1mm thick light walnut laminate (selected make, basic cost INR. 1200.00or sheet). Rate inclusive of all necessary hardware fittings - like hinges, draw telescopic channels, cup board lock, decorative antique bolt handle, wire managers, etc. (approved branded make) necessary cut out for services requirements. Counter having 50mm ht. 18 mm thick flamed granite skirting on front side on existing 150mm ht. kobah. Complete as per architectural detail drawing site engineer s instruction. | Rft | 10 | 15 | 6000 | 60000 | 90000 | 6000 | 60000 | 90000 | 6000 | 60000 | 90000
51 | P F of 350mm wide Bar Bulkheador glass hanger having 25mm X 25MM brass metalor SS PVD COATING box section in 2 layers having vertical and horizontal member @every 450mm corc with 10mm thk toughthned glass shelf having provision for led profile light. brass metal to be brushed finish. the base including 8-10mm solid rods band in curve shape to hang the wine glass. the top portion to have 6-8mm thk flutted glass palnelling. Rate including all necessary hardware fittings to install the shelves, anchor fastner, ceiling support, scaffolding, etc. as required on site. Complete as per architectural detail drawing site engineers instruction. Height will be upto 1200 mm | Rft | 12 | 12 | 8100 | 97200 | 97200 | 8200 | 98400 | 98400 | 7000 | 84000 | 84000
52 | Entry Glass Partition - (Size - 6950x3300 mm) PorF 10 mm thk. toughened glass partitions with 20 x 40mm MS framework with whiteor black powder coating and all necessary required groove, wooden framing, with approved make adhesive and fasteners, cuttingor chamferingor grooveorrounding wherever required, at all height with lead and lift, finishing, cleaning as per design and drawing etc. all complete. Providing, making and fixing of wall panel made of 12mm thk fire rated ply -- Greenply or Equivalent brand with MDF finish with Duco paint and wooden molding as per design, all necessary required wooden framing, approved make adhesive and fasteners, cuttingor chamferingor grooveorrounding wherever required, at all height with lead and lift, finishing, cleaning as per design and drawing etc. all complete. skirting in metal, brass finish (same as main door handle) | SFT | 270 | 430 | 950 | 256500 | 408500 | 1100 | 297000 | 473000 | 950 | 256500 | 408500
53 | Main Door Handle ( Size - 450x450 mm) Providing, Supplying fixing of double sided 3mm thk Sign handle in brass | NOS | 2 |  | 10500 | 21000 | 0 | 10500 | 21000 | 0 | 10500 | 21000 | 0
54 | Main Door Handle ( Size - 150x900 mm) Providing, Supplying fixing of double sided vertial main door handle finished in 25x25 mm MS tube and CP teak to be fixed on MS Pipe with all necessary hardwares and painting works | NOS | 2 |  | 4500 | 9000 | 0 | 4500 | 9000 | 0 | 4500 | 9000 | 0
55 | BisonorV-Board Paneling Providing, making and fixing of wall paneling made of 12mm thk branded bison boardor V board paneling on wall including MS framework 0f 50x50 mm from slab to slab height of 5000mm. framework to be finished with zink oxide and enamel finish with all necessary required framing, approved make adhesive and fasteners, cuttingor chamferingor grooveorrounding wherever required, at all height with lead and lift, finishing, cleaning as per design and drawing etc. all complete. | SFT | 2900 |  | 390 | 1131000 | 0 | 390 | 1131000 | 0 | 390 | 1131000 | 0
56 | BisonorV-Board Paneling Providing, making and fixing of wall paneling made of 12mm thk branded bison boardor V board paneling on wall and 12 mm thk firated Gypsum board including MS 50x50 mm framework from slab to slab height upto 5000mm. framework to be finished with zink oxide and enamel finish with all necessary required framing, approved make adhesive and fasteners, cuttingor chamferingor grooveorrounding wherever required, at all height with lead and lift, finishing, cleaning as per design and drawing etc. all complete. | SFT | 1 | 850 | 490 | 490 | 416500 | 510 | 510 | 433500 | 500 | 500 | 425000
57 | BisonorV-Board Paneling Providing, making and fixing of wall paneling made of 12mm thk branded bison boardor V board paneling on wall and 12 mm thk Gypsum board including MS framework 50x50 mm from slab to slab height upto 5000mm. framework to be finished with zink oxide and enamel finish with all necessary required framing, approved make adhesive and fasteners, cuttingor chamferingor grooveorrounding wherever required, at all height with lead and lift, finishing, cleaning as per design and drawing etc. all complete. | SFT | 1 |  | 470 | 470 | 0 | 490 | 490 | 0 | 480 | 480 | 0
58 | MS framework for curtain wall PorF of 20 x 20mm MS framework with black powder coat upto ceiling height, having intermediate memebr @ every 900mm corc including all necessary hardware etc. complete. | RFT | 30 | 400 | 120 | 3600 | 48000 | 120 | 3600 | 48000 | 120 | 3600 | 48000
59 | FAÇADE granite bulkhead Providing, making and fixing of bulkhead 200mm thk box paneling made of 18 mm thk firated ply paneling on wall including MS framework from slab. framework to be finished with zinc oxide and enamel finish. the boxing to be finisged with black leather finish granite with granite molding in levels as per detail drawing. having required holes to fix the signage letter. cost inlcudes all necessary required framing, approved make adhesive and fasteners, cuttingor chamferingor grooveorrounding wherever required, at all height with lead and lift, finishing, cleaning as per design and drawing etc. all complete. | SFT | 65 | 70 | 1150 | 74750 | 80500 | 1150 | 74750 | 80500 | 1150 | 74750 | 80500
60 | FAÇADE granite bulkhead Providing, making and fixing of bulkhead 200mm thk box paneling made of 18 mm thk ply paneling on wall including MS framework from slab. framework to be finished with zinc oxide and enamel finish. the boxing to be finisged with black leather finish granite with granite molding in levels as per detail drawing. having required holes to fix the signage letter. cost inlcudes all necessary required framing, approved make adhesive and fasteners, cuttingor chamferingor grooveorrounding wherever required, at all height with lead and lift, finishing, cleaning as per design and drawing etc. all complete. Basic Rate of Granite - 270 Rs sft | SFT | 1 |  | 1150 | 1150 | 0 | 1150 | 1150 | 0 | 1150 | 1150 | 0
61 | Glass PARTITION on live kitchen - PorF 10 mm thk. 2 hrs fire rated glass partitions with 20 x 40mm MS framework with whiteor black powder coating and all necessary required groove, wooden framing, with approved make adhesive and fasteners, cuttingor chamferingor grooveorrounding wherever required, at all height with lead and lift, finishing, cleaning as per design and drawing etc. all complete. | SFT | 55 | 125 | 3400 | 187000 | 425000 | 3400 | 187000 | 425000 | 3400 | 187000 | 425000
62 | PROVIDING AND FIXING FROSTED FILM ON GLASS INCLUDING NECESSARY ADHESIVE, CLEANING ETC. COMPLETE AS PER DETAILED DRAWING AND AS DIRECTED BY ARCHITECT OR EI. | SFT | 30 | 50 | 100 | 3000 | 5000 | 75 | 2250 | 3750 | 75 | 2250 | 3750
63 | 18 MM PLY SUPPLY FIXING of firated | SFT | 1 |  | 175 | 175 | 0 | 175 | 175 | 0 | 175 | 175 | 0
64 | 12 MM PLY SUPPLY FIXING (ONLY PLY) | SFT | 1 |  | 125 | 125 | 0 | 155 | 155 | 0 | 125 | 125 | 0
65 | Installation of Hanging Bells in FOH as directed by ArchitectorEIC with necessary hardwares | Nos | 560 | 450 | 85 | 47600 | 38250 | 85 | 47600 | 38250 | 85 | 47600 | 38250
66 | P F of texture wallpaper as per approval (Basic rate- 155orSq Ft) | SFT | 250 | 150 | 250 | 62500 | 37500 | 250 | 62500 | 37500 | 250 | 62500 | 37500
67 | P F of ceiling fans paper as per approval | NOS | 6 | 6 | 27000 | 162000 | 162000 | 28000 | 168000 | 168000 | 27000 | 162000 | 162000
68 | P F of bamboo blind manual folding curtains as per approval | SFT | 150 | 75 | 320 | 48000 | 24000 | 250 | 37500 | 18750 | 275 | 41250 | 20625
69 | Size 775 x 1050mm High Resolution Digital printing on HP Canvas STRETCHED on 1 inch wooden frame (stapling on sides) Back 3 mm sun board with leather finish vinyl pasted on it. | NOS | 3 | 3 | 2500 | 7500 | 7500 | 2500 | 7500 | 7500 | 2500 | 7500 | 7500
70 | Size 440x340 mm High Resolution Digital printing on HP Canvas STRETCHED on 1 inch wooden frame (stapling on sides) Back 3 mm sun board with leather finish vinyl pasted on it. | NOS | 3 | 3 | 1250 | 3750 | 3750 | 1250 | 3750 | 3750 | 1250 | 3750 | 3750
71 | Chef Photos - Size 775 x 1050mm | NOS | 4 |  | 2500 | 10000 | 0 | 2500 | 10000 | 0 | 2500 | 10000 | 0
| Copper chimney standard BOQ- Plumbing work | sum | sum |  |  | 584790 | 261330 | 0 | 562270 | 261330 |  | 595070 | 270995
1 | 15 Mm Dia - Supply, Laying, Testing And Commissioning Of Food Grade Cpvc Pipes For Ro Raw Water Piping Conforming To Cts (Copper Tube Size) Sdr-11 As Per Astm D 2846 With Necessary Fittings Up To The Size Of 50 Mm Dia , Jointing With Cpvc Solvent Cement Of Medium Body Ips Brand Or Equivalent Conform | rft | 1 |  | 65 | 65 | 0 | 65 | 65 | 0 | 210 | 210 | 0
2 | 20 Mm Dia - Supply, Laying, Testing And Commissioning Of Food Grade Cpvc Pipes For Ro Raw Water Piping Conforming To Cts (Copper Tube Size) Sdr-11 As Per Astm D 2846 With Necessary Fittings Up To The Size Of 50 Mm Dia , Jointing With Cpvc Solvent Cement Of Medium Body Ips Brand Or Equivalent Conform | rft | 222 | 222 | 85 | 18870 | 18870 | 85 | 18870 | 18870 | 40 | 8880 | 8880
3 | 25 Mm Dia - Supply, Laying, Testing And Commissioning Of Food Grade Cpvc Pipes For Ro Raw Water Piping Conforming To Cts (Copper Tube Size) Sdr-11 As Per Astm D 2846 With Necessary Fittings Up To The Size Of 50 Mm Dia , Jointing With Cpvc Solvent Cement Of Medium Body Ips Brand Or Equivalent Conform | rft | 88 | 88 | 105 | 9240 | 9240 | 105 | 9240 | 9240 | 30 | 2640 | 2640
4 | 32 Mm Dia - Supply, Laying, Testing And Commissioning Of Food Grade Cpvc Pipes For Ro Raw Water Piping Conforming To Cts (Copper Tube Size) Sdr-11 As Per Astm D 2846 With Necessary Fittings Up To The Size Of 50 Mm Dia , Jointing With Cpvc Solvent Cement Of Medium Body Ips Brand Or Equivalent Conform | rft | 15 | 15 | 125 | 1875 | 1875 | 125 | 1875 | 1875 | 55 | 825 | 825
5 | 40 Mm Dia - Supply, Laying, Testing And Commissioning Of Food Grade Cpvc Pipes For Ro Raw Water Piping Conforming To Cts (Copper Tube Size) Sdr-11 As Per Astm D 2846 With Necessary Fittings Up To The Size Of 50 Mm Dia , Jointing With Cpvc Solvent Cement Of Medium Body Ips Brand Or Equivalent Conform | rft | 1 | 15 | 145 | 145 | 2175 | 145 | 145 | 2175 | 220 | 220 | 3300
6 | 50 Mm Dia - Supply, Laying, Testing And Commissioning Of Food Grade Cpvc Pipes For Ro Raw Water Piping Conforming To Cts (Copper Tube Size) Sdr-11 As Per Astm D 2846 With Necessary Fittings Up To The Size Of 50 Mm Dia , Jointing With Cpvc Solvent Cement Of Medium Body Ips Brand Or Equivalent Conform | rft | 1 |  | 165 | 165 | 0 | 165 | 165 | 0 | 220 | 220 | 0
7 | 15 Mm Dia - Supply, Laying, Testing And Commissioning Of Cpvc - Schedule 80 Pipes And Fittings Suitable For Domestic Hot Water Application (Max. Temp.85 Deg.C) Rated For A Working Pressure Of 5 Kg Cm2 And Conforming To Latest Indian International Standards For Ver | rft | 1 |  | 75 | 75 | 0 | 75 | 75 | 0 | 80 | 80 | 0
8 | 20 Mm Dia - Supply, Laying, Testing And Commissioning Of Cpvc - Schedule 80 Pipes And Fittings Suitable For Domestic Hot Water Application (Max. Temp.85 Deg.C) Rated For A Working Pressure Of 5 Kg Cm2 And Conforming To Latest Indian International Standards For Ver | rft | 84 | 100 | 95 | 7980 | 9500 | 95 | 7980 | 9500 | 115 | 9660 | 11500
9 | 25 Mm Dia - Supply, Laying, Testing And Commissioning Of Cpvc - Schedule 80 Pipes And Fittings Suitable For Domestic Hot Water Application (Max. Temp.85 Deg.C) Rated For A Working Pressure Of 5 Kg Cm2 And Conforming To Latest Indian International Standards For Ver | rft | 8 | 15 | 115 | 920 | 1725 | 115 | 920 | 1725 | 135 | 1080 | 2025
10 | 20 Mm Dia - Supply And Covering (Thermal Insulation) Hot Water Pipes With 13 Mm Thick Performed Closed Cell Nitrite Rubber Pipe Section Insulation Having Density Not Less Than 60 Kg Cm2 And K Valve Not More Than 0.034 W M Deg. K @ 20 Deg C Mean Temperature, Jointin | rft | 84 |  | 100 | 8400 | 0 | 100 | 8400 | 0 | 120 | 10080 | 0
11 | 25 Mm Dia - Supply And Covering (Thermal Insulation) Hot Water Pipes With 13 Mm Thick Performed Closed Cell Nitrite Rubber Pipe Section Insulation Having Density Not Less Than 60 Kg Cm2 And K Valve Not More Than 0.034 W M Deg. K @ 20 Deg C Mean Temperature, Jointin | rft | 8 |  | 120 | 960 | 0 | 120 | 960 | 0 | 140 | 1120 | 0
12 | 20 Mm Dia - Supply, Installing Testing And Commissioning Of Isi Marked Gun Metal Screwed Pattern Non-Return Valve Conforming To Is 778 Class 1 Including Jointing, Supporting Etc. Complete And As Directed. | nos | 23 | 20 | 350 | 8050 | 7000 | 350 | 8050 | 7000 | 350 | 8050 | 7000
13 | 25 Mm Dia - Supply, Installing Testing And Commissioning Of Isi Marked Gun Metal Screwed Pattern Non-Return Valve Conforming To Is 778 Class 1 Including Jointing, Supporting Etc. Complete And As Directed. | nos | 1 | 1 | 550 | 550 | 550 | 550 | 550 | 550 | 550 | 550 | 550
14 | 32 Mm Dia - Supply, Installing Testing And Commissioning Of Isi Marked Gun Metal Screwed Pattern Non-Return Valve Conforming To Is 778 Class 1 Including Jointing, Supporting Etc. Complete And As Directed. | nos | 2 | 2 | 750 | 1500 | 1500 | 750 | 1500 | 1500 | 750 | 1500 | 1500
15 | 40 Mm Dia - Supply, Installing Testing And Commissioning Of Isi Marked Gun Metal Screwed Pattern Non-Return Valve Conforming To Is 778 Class 1 Including Jointing, Supporting Etc. Complete And As Directed. | nos | 1 |  | 950 | 950 | 0 | 950 | 950 | 0 | 950 | 950 | 0
16 | 50 Mm Dia - Supply, Installing Testing And Commissioning Of Isi Marked Gun Metal Screwed Pattern Non-Return Valve Conforming To Is 778 Class 1 Including Jointing, Supporting Etc. Complete And As Directed. | nos | 1 |  | 1250 | 1250 | 0 | 1250 | 1250 | 0 | 1250 | 1250 | 0
17 | 210Mm Dia Supply, Laying , Testing Commissioning Of Upvc-Swr Pipes Conforming To Is 13592 92 And Fittings Conforming To Is-14935 99, Cutting The Pipes To Required Lengths, Laying In Position To Required Grade And Level, Jointing, Making Holes, Pockets, Chases In Type B 6 Kg | rft | 63 |  | 350 | 22050 | 0 | 350 | 22050 | 0 | 350 | 22050 | 0
18 | 160Mm Dia Supply, Laying , Testing Commissioning Of Upvc-Swr Pipes Conforming To Is 13592 92 And Fittings Conforming To Is-14935 99, Cutting The Pipes To Required Lengths, Laying In Position To Required Grade And Level, Jointing, Making Holes, Pockets, Chases In Type B 6 Kg | rft | 1 |  | 310 | 310 | 0 | 310 | 310 | 0 | 310 | 310 | 0
19 | 100Mm Dia Supply, Laying , Testing Commissioning Of Upvc-Swr Pipes Conforming To Is 13592 92 And Fittings Conforming To Is-14935 99, Cutting The Pipes To Required Lengths, Laying In Position To Required Grade And Level, Jointing, Making Holes, Pockets, Chases In Type B 6 Kg | rft | 1 | 110 | 310 | 310 | 34100 | 310 | 310 | 34100 | 310 | 310 | 34100
20 | 90Mm Dia Supply, Laying , Testing Commissioning Of Upvc-Swr Pipes Conforming To Is 13592 92 And Fittings Conforming To Is-14935 99, Cutting The Pipes To Required Lengths, Laying In Position To Required Grade And Level, Jointing, Making Holes, Pockets, Chases In Type B 6 Kg | rft | 1 |  | 280 | 280 | 0 | 280 | 280 | 0 | 280 | 280 | 0
21 | 75Mm Dia Supply, Laying , Testing Commissioning Of Upvc-Swr Pipes Conforming To Is 13592 92 And Fittings Conforming To Is-14935 99, Cutting The Pipes To Required Lengths, Laying In Position To Required Grade And Level, Jointing, Making Holes, Pockets, Chases In Type B 6 Kg | rft | 37 | 70 | 250 | 9250 | 17500 | 250 | 9250 | 17500 | 250 | 9250 | 17500
22 | 50Mm Dia Supply, Laying , Testing Commissioning Of Upvc-Swr Pipes Conforming To Is 13592 92 And Fittings Conforming To Is-14935 99, Cutting The Pipes To Required Lengths, Laying In Position To Required Grade And Level, Jointing, Making Holes, Pockets, Chases In Type B 6 Kg | rft | 55 | 55 | 230 | 12650 | 12650 | 230 | 12650 | 12650 | 245 | 13475 | 13475
23 | 50 Mm Dia - Supply, Laying ,Of Flexibale Pipes Pipes To Required Lengths, Laying In Position To Required Grade And Level, Jointing, Making Holes, Pockets, Chases In | rft | 15 | 15 | 105 | 1575 | 1575 | 105 | 1575 | 1575 | 125 | 1875 | 1875
24 | 40 Mm Dia - Supply, Laying ,Of Flexibale Pipes Pipes To Required Lengths, Laying In Position To Required Grade And Level, Jointing, Making Holes, Pockets, Chases In | rft | 1 | 15 | 90 | 90 | 1350 | 90 | 90 | 1350 | 110 | 110 | 1650
25 | 32 Mm Dia - Supply, Laying ,Of Flexibale Pipes Pipes To Required Lengths, Laying In Position To Required Grade And Level, Jointing, Making Holes, Pockets, Chases In | rft | 1 | 15 | 75 | 75 | 1125 | 75 | 75 | 1125 | 95 | 95 | 1425
26 | Supply, Laying, Testing Commissioning Of Kohler Complementary Popular Chrome Polished Floor Drain, 7275In-Cp Of Kohler Make | nos | 7 | 7 | 1475 | 10325 | 10325 | 1475 | 10325 | 10325 | 1550 | 10850 | 10850
27 | Providing And Supplying 25 Litrs Geyser With C.P Angle Cock Of Hot And Cold Pvc Connection Coupper Pipes C.P Elbows Non Return Valves Mounting Bolts Etc | nos | 2 | 2 | 13500 | 27000 | 27000 | 13500 | 27000 | 27000 | 15000 | 30000 | 30000
28 | Providing And Fixing Sink Mixture (Swan Neck) | nos | 3 | 3 | 4450 | 13350 | 13350 | 4450 | 13350 | 13350 | 5500 | 16500 | 16500
29 | Providing And Fixing Counter Top Tap ( Swan Neck ) | nos | 3 | 3 | 3840 | 11520 | 11520 | 3840 | 11520 | 11520 | 4500 | 13500 | 13500
30 | Providing And Fixing Rinse Mixture EX-1DP00-H (Make - T & S) | nos | 0 |  | 25000 | 0 | 0 | 5000 | 0 | 0 | 25000 | 0 | 0
31 | Doing Equipment Connection And Insallation (Labour Charges Only) | nos | 10 |  | 1000 | 10000 | 0 | 1000 | 10000 | 0 | 1000 | 10000 | 0
32 | Providing Fixing Sink Drain Outlet Connection With Valve Drain Pipe Complete With All Necessary Fittings | nos | 6 | 6 | 2400 | 14400 | 14400 | 2400 | 14400 | 14400 | 2400 | 14400 | 14400
33 | Size 18 X 24 - Providing Fixing Ss Made Greece Trap Make Bombay Iron Works Or Any Approved Make. Or Constructing The Same As Per Drawing | nos | 3 | 3 | 15000 | 45000 | 45000 | 15000 | 45000 | 45000 | 18500 | 55500 | 55500
34 | Ro Connection Only | nos | 2 | 2 | 1000 | 2000 | 2000 | 1000 | 2000 | 2000 | 1000 | 2000 | 2000
35 | Providing And Fixing 500 Ltr Water Tank For Ro Water | nos | 1 | 1 | 7000 | 7000 | 7000 | 7000 | 7000 | 7000 | 10000 | 10000 | 10000
36 | Providing And Fixing Of 1Hp Pressure Pump In Ro Water Line | nos | 1 | 1 | 10000 | 10000 | 10000 | 10000 | 10000 | 10000 | 10000 | 10000 | 10000
37 | Providing And Fixing Stop Cocks - Contessa Neo Angular Stop Cock – Light Make - Hindware | nos | 1 |  | 1100 | 1100 | 0 | 1100 | 1100 | 0 | 1100 | 1100 | 0
38 | Providing And Fixing Wash Basin Faucet - Kohler 72867In-Nd-Cp Metal Touchless Sensor Faucet, Silver, Chrome Finish | nos | 1 |  | 23000 | 23000 | 0 | 23000 | 23000 | 0 | 23000 | 23000 | 0
39 | Providing And Fixing European Water Closet- Escale™ Color Kohler White K-16817In-Ss-0 | nos | 1 |  | 44000 | 44000 | 0 | 44000 | 44000 | 0 | 44000 | 44000 | 0
40 | Providing And Fixing Urinals - Patio™ Urinal With Rear Inlet In White K-18645T-Y-0 Of Kohler Make | nos | 1 |  | 37170 | 37170 | 0 | 37170 | 37170 | 0 | 37170 | 37170 | 0
41 | Providing And Fixing Wash Basins - Stadia Oval Vessel Lavatory W Faucet Deck With Single Faucet Hole K-14719T-1-0 Color White Kohler Make | nos | 1 |  | 22500 | 22500 | 0 | 17110 | 17110 | 0 | 22500 | 22500 | 0
42 | Providing And Fixing Wash Basins -Compact Wall Hung Wash Basin Cat Not 10004 Of Kohler Make | nos | 1 |  | 15000 | 15000 | 0 | 3020 | 3020 | 0 | 15000 | 15000 | 0
43 | Providing And Fixing- Hindware Essence Neo F480011Cp Brass Single Lever Basin Mixer (Chrome) | nos | 1 |  | 4510 | 4510 | 0 | 4510 | 4510 | 0 | 4800 | 4800 | 0
44 | Providing And Fixing Health Faucet - Flora Hf Wt 1.2 M Ss Flexible Tube F160192Cp Of Hindware Make | nos | 1 |  | 1520 | 1520 | 0 | 1520 | 1520 | 0 | 1520 | 1520 | 0
45 | Providing And Fixing Fixing Of Kitchen Drain Jali Including Cutting (Tiling Will Be Paid Seapratly) | nos | 1 |  | 250 | 250 | 0 | 250 | 250 | 0 | 250 | 250 | 0
46 | Providing And Fixing Waste Coupling - Ald - Chr - 727 | nos | 1 |  | 1250 | 1250 | 0 | 1250 | 1250 | 0 | 1250 | 1250 | 0
47 | Providing And Fixing Concealed Cistern - Ht310 87 Mm In-Wall Tank, Without Iron Rack 3 6L, Side Inlet K-4178In-2S-Na Make - Kohler | nos | 1 |  | 7400 | 7400 | 0 | 7400 | 7400 | 0 | 7400 | 7400 | 0
48 | Providing And Fixing Of Flush Tank Plate - Bevel Faceplate In Polished Chrome For Ht-310 K-8857In-M-Cp Make - Kohler | nos | 1 |  | 2590 | 2590 | 0 | 2590 | 2590 | 0 | 2590 | 2590 | 0
49 | Providing And Fixing Of Bottle Trap - Bottle Trap Premium 32 Mm With 300 M 175 M With Connection Pipe Of Hindware Make | nos | 1 |  | 2350 | 2350 | 0 | 2350 | 2350 | 0 | 2350 | 2350 | 0
50 | Providing And Fixing Two Way Bib Cock - Strayt 2 Way Bib Cock Polished Chrome K-37342In-4-Cp Of Kohler | nos | 1 |  | 4250 | 4250 | 0 | 4250 | 4250 | 0 | 4500 | 4500 | 0
51 | Providing And Fixing Toilet Paper Holder - Cruz K-10705D-Cp Kohler Make | nos | 1 |  | 1900 | 1900 | 0 | 1900 | 1900 | 0 | 2000 | 2000 | 0
52 | Providing And Fixing Tissue Paper Holder - Ep08S Ac Automatic Paper Roll Dispanser Of Euronics Make | nos | 1 |  | 16870 | 16870 | 0 | 16870 | 16870 | 0 | 16870 | 16870 | 0
53 | Providing And Fixing Air Freshner | nos | 1 |  | 1100 | 1100 | 0 | 1100 | 1100 | 0 | 1100 | 1100 | 0
54 | Providing And Fixing Soap Dispenser - Kohler Bardon Touchless Wall-Mount Soap Dispenser In Polished Chrome | nos | 1 |  | 26650 | 26650 | 0 | 26650 | 26650 | 0 | 26650 | 26650 | 0
55 | Providing And Fixing Soap Dispenser - Kohler Bardon Touchless Wall-Mount Soap Dispenser In Polished Chrome | nos | 1 |  | 26650 | 26650 | 0 | 21500 | 21500 | 0 | 26650 | 26650 | 0
56 | Providing And Fixing Hand Dryer - Xjd3B Jet Hand Dryer (Brushless Moter ) Of Euronics Make | nos | 1 |  | 36220 | 36220 | 0 | 36220 | 36220 | 0 | 36220 | 36220 | 0
57 | Providing And Fixing Of Urinal Sensors - Patio 3L Urinal Sensor K-8791T-C01-Cp Make - Kohler | nos | 1 |  | 19280 | 19280 | 0 | 19280 | 19280 | 0 | 19280 | 19280 | 0
58 | Providing And Fixing Of Rob Hook - Kohler K-11375-Cp Forté Double Robe Hook, Polished Chrome | nos | 1 |  | 4050 | 4050 | 0 | 4050 | 4050 | 0 | 4050 | 4050 | 0
59 | Providing And Fixing Of Geyser 25 Ltr Elm-Wht-H025 With Braided Hose Of Jaquar Make | nos | 2 |  | 13500 | 27000 | 0 | 13500 | 27000 | 0 | 13500 | 27000 | 0
| Painting Works | sum | sum |  |  | 157555 | 238300 | 0 | 157555 | 238300 |  | 157555 | 238300
1 | Stucco Paint - Providing applying three (03) coats of approved Texture Stucco Paint on walls including scraping, primer , filling with putty etc. complete with final coat no brush mark to be visible after painting colour shade as specified. | SFT | 550 | 650 | 210 | 115500 | 136500 | 210 | 115500 | 136500 | 210 | 115500 | 136500
2 | Plastic Paint - Providing applying three (03) coats of approved Plastic Paint on exposed surface on ceiling including scraping, primer , filling with putty etc. complete with final coat no brush mark to be visible after painting colour shade as specified. | SFT | 900 | 2020 | 40 | 36000 | 80800 | 40 | 36000 | 80800 | 40 | 36000 | 80800
3 | Enamel Paint - Providing applying Three (03) coats of approved satin enamel paint on HVAC ducts, Sprinkler Pipes etc. complete with final coat no brush mark to be visible after painting colour shade as specified. | SFT | 200 | 700 | 30 | 6000 | 21000 | 30 | 6000 | 21000 | 30 | 6000 | 21000
4 | Enamel firated Paint - Providing applying Three (03) coats of approved satin enamel paint on HVAC ducts, Sprinkler Pipes etc. complete with final coat no brush mark to be visible after painting colour shade as specified. | SFT | 1 |  | 55 | 55 | 0 | 55 | 55 | 0 | 55 | 55 | 0
5 | PROVIDING AND APPLYING OF ASIAN MAKE DUCO PAINT FINISH OVER MDF OR ANY OTHER SPECIFIED SURFACE BY PREPARING THE SURFACE AND MAKING IT DUST FREE, REQUIRED COATS OF DUCO TO GET REQUIRED FINISH, COMPLETE IN ALL RESPECT AS SPECIFIED BY ENGINEER. | SFT | 1 |  | 160 | 160 | 0 | 160 | 160 | 0 | 220 | 220 | 0
6 | PROVIDING & APPLYING ASIAN PAINT MAKE POLYURETHANE COATING FOR EXPOSED WOODEN SURFACES BY APPLYING ONE COAT OF ASIAN MAKE TOUCH WOOD AND IMMEDIATE ONE COAT OF PU COAT (WHEN THE PREVIOUS COAT IS IN SEMIDRY STATE), AND TWO COATS OF PU (INTERIOR/EXTERIOR) POLISH INCLUDING SURFACE PREPARATION,BRUSHING AFTER EACH COAT,MATCHING COLOUR, SPAYING,BUFFING AS PER MANUFACTURES SPECIFICATION ETC COMPLETE AS PER DETAILED DRAWING, AS SPECIFIED AND AS DIRECTED BY ARCHITECT. | SFT | 1 |  | 180 | 180 | 0 | 180 | 180 | 0 | 220 | 220 | 0
| Electrical Work | sum | sum |  |  | 0 | 0 |  | 0 | 0 |  | 0 | 0
PVC GI Pipe
190 | Supply and installation of flooring pipe 25 mm PVC Conduit including Chasing and Refilling the Trench As per the Rout Shown in the drawing and approved by Consultant at site including clamping and closing the Open Pipe and Temporarily by suitable And Covers Against Entry of Dust or any Other Foreign Materials | RFt | 1 |  | 18
191 | Supply and installation of flooring pipe 20 mm PVC Conduit including Chasing and Refilling the Trench As per the Route Shown in the drawing and approved by Consultant at site including clamping and closing the Open Pipe and Temporarily by suitable And Covers Against Entry of Dust or any Other Foreign Materials | RFt | 1 |  | 20
192 | Supply and installation of 25 mm PVC Flexible Conduit including Chasing and Refilling the Trench As per the Rout Shown in the drawing and approved by Consultant at site including clamping and closing the Open Pipe and Temporarily by suitable And Covers Against Entry of Dust or any Other Foreign Materials | RFt | 1 |  | 10
193 | Supply and installation of 20 mm PVC Flexible Conduit including Chasing and Refilling the Trench As per the Rout Shown in the drawing and approved by Consultant at site including clamping and closing the Open Pipe and Temporarily by suitable And Covers Against Entry of Dust or any Other Foreign Materials | RFt | 1 |  | 10
194 | Supply and installation of 20 mm Flexible MS Conduit including Chasing and Refilling the Trench As per the Rout Shown in the drawing and approved by Consultant at site including clamping and closing the Open Pipe and Temporarily by suitable And Covers Against Entry of Dust or any Other Foreign Materials. | RFt | 210 |  | 18
195 | Supply and installation of 25 mm Flexible MS Conduit including Chasing and Refilling the Trench As per the Rout Shown in the drawing and approved by Consultant at site including clamping and closing the Open Pipe and Temporarily by suitable And Covers Against Entry of Dust or any Other Foreign Materials. | RFt | 210 |  | 22
196 | Supply and installation of flooring pipe 20 mm Ms Conduit including Chasing and Refilling the Trench As per the Route Shown in the drawing and approved by Consultant at site including clamping and closing the Open Pipe and Temporarily by suitable And Covers Against Entry of Dust or any Other Foreign Materials . | RFt | 1800 |  | 50
197 | Supply and Installation of flooring pipe 25 mm MS Conduit including Chasing and Refilling the Trench As per the Rout Shown in the drawing and approved by Consultant at site including clamping and closing the Open Pipe and Temporarily by suitable And Covers Against Entry of Dust or any Other Foreign Materials. | RFt | 900 |  | 60
198 | Light ,Power Point Circuit Wiring
199 | Supply and installation of concealed wiring using 2 x 2.5 sqmm,1 x 1.5 FRLS Copper Conductor PVC Insulated wires (with proper R.Y.B. Colour Code)Laid Concealed Over false Ceiling or in wall chases Proper Fixing | RFt | 2600 |  | 34
200 | Supply and installation of concealed wiring using 2 x 4 sqmm,1 x 2.5 sq.mm FRLS Copper Conductor PVC Insulated wires (with proper R.Y.B. Colour Code)Laid Concealed Over false Ceiling or in wall chases Proper Fixing | RFt | 275 |  | 46
201 | Supply and installation of concealed wiring using 3 X1.5 sqmm FRLS Copper Conductor PVC Insulated wires (with proper R.Y.B. Colour Code)Laid Concealed Over false Ceiling or in wall chases Proper Fixing | RFt | 1650 |  | 28
202 | Supply and installation of concealed wiring using 2 x 1.5 sq.mm FRLS Copper Conductor PVC Insulated wires (with proper R.Y.B. Colour Code)Laid Concealed Over false Ceiling or in wall chases Proper Fixing | RFt | 1 |  | 18
203 | Supply and Erection of 2C x 1 sq.mm FRLS copper flexible Cable | RFt | 1 |  | 18
204 | Supply and Erection of 2C x 1.5 sq.mm FRLS copper flexible Cable | RFt | 1 |  | 20
205 | Supply and Erection of 2C x 2.5 sq.mm FRLS copper flexible Cable | RFt | 1 |  | 26
206 | Supply and Erection of 3C x 1.5 sq.mm FRLS copper flexible Cable | RFt | 1 |  | 33
207 | Supply and Erection of 3C x 2.5 sq.mm FRLS copper flexible Cable | RFt | 1 |  | 44
208 | Supply and Erection of 3C x 4 sq.mm copper Flexible Cable | RFt | 1 |  | 65
209 | Supply and Installation of concealed wiring using 3 x 2.5 sq.mm FRLS Copper Conductor PVC Insulated wires (with proper R.Y.B. Colour Code)Laid Concealed Over false Ceiling or in wall chases Proper Fixing | RFt | 1 |  | 32
210 | Supply and Installation of concealed wiring using 3 x 4 sq.mm FRLS Copper Conductor PVC Insulated wires (with proper R.Y.B. Colour Code)Laid Concealed Over false Ceiling or in wall chases Proper Fixing | RFt | 1 |  | 52
211 | Supply and installation of concealed wiring using 4 x 4 sqmm,1 x 2.5 sq.mm FRLS Copper Conductor PVC Insulated wires (with proper R.Y.B. Colour Code)Laid Concealed Over false Ceiling or in wall chases Proper Fixing | RFt | 1 |  | 64
212 | Supply and installation of concealed wiring using 4 x 6 sqmm, 1 x 4 sq.mm FRLS Copper Conductor PVC Insulated wires (with proper R.Y.B. Colour Code)Laid Concealed Over false Ceiling or in wall chases Proper Fixing | RFt | 1 |  | 90
213 | Supply and installation of concealed wiring using 2 x 2.5 sq.mm FRLS Copper Conductor PVC Insulated wires (with proper R.Y.B. Colour Code)Laid Concealed Over false Ceiling or in wall chases Proper Fixing | RFt | 1 |  | 27
214 | Supply and Erection of 1C x 2.5 sq.mm copper flexible Cable | RFt | 1 |  | 11
215 | Supply and Erection of 1C x 4 sq.mm copper flexible Cable | RFt | 1 |  | 13
216 | Supply and Erection of 1C x 6 sq.mm copper flexible Cable | RFt | 1 |  | 20
217 | Supply and Erection of 1C x 10 sq.mm copper flexible Cable | RFt | 1 |  | 28
218 | Earthing |  |  |  | 0
219 | Supply and installation connection of G.I 25mm x 6mm Earthing Patti | RFt | 290 |  | 43
220 | Supply and installation connection of G.I 25mm x 3mm Earthing Patti | RFt | 1 |  | 37
221 | Supply and installation connection of Copper Earthing 6 No. Copper Bare Wire | RFt | 1 |  | 45
222 | Supply and installation connection of Copper Earthing 8 No. Copper Bare Wire | RFt | 1 |  | 39
223 | Supply and installation connection of Copper Earthing 10 No. Copper Bare Wire | RFt | 1 |  | 34
224 | Supply and installation connection of Copper Earthing 12 No. Copper Bare Wire | RFt | 1 |  | 30
225 | Supply and installation connection of Copper Earthing 14 No. Copper Bare Wire | RFt | 1 |  | 25
226 | Supply and installation testing commission of following 32A connector strip | Nos | 1 |  | 82
227 | Supply and Installation of Preparing earthing stations by using following type of 600mm x 600mm x 6mm Copper Earth plate, GI pipe for watering, 300mm x 300mm Cambar etc. The earth station includes excavation in any soft soil, backfilling i c sufficient quantity of coal and salt, preparing brick etc. | Nos | 1 |  | 18000
228 | Supply and Installation of Preparing earthing stations by using following type of 600mm x 600mm x 6mm Copper Earth plate, Copper pipe for watering, 300mm x 300mm Cambar etc. The earth station includes excavation in any soft soil, backfilling i c sufficient quantity of coal and salt, preparing brick etc. | Nos | 1 |  | 20000
229 | Fire Alarm Panel System
230 | Supply and installation connection Testing and commissioning of following 1.5 sq.mm x 2 core Copper Armoured Cable for FAS System | RFt | 360 |  | 120
231 | Cable
232 | Supply and Installation Connection of 1100 V Grade Armoud Cable Having Sector Circular Shaped Aluminium Copper Conductor PVC insulated Cores, Laid Up, PVC Tape Wrapped Inner Sheathed, GI Strip Wire Armoured And Over All Extruded PVC Sheathed Confirming To IS 1554, Laid On Wall) Ceiling Using GI Clamps And Spacer As Per Route Shown At Site And Further As Directed By Consultant At Site in the following size.
233 | 2.5 sq.mm x 2 core Copper Armoured Cable | RFt | 1 |  | 47
234 | 4 sq.mm x 2 core Copper Armoured Cable | RFt | 1 |  | 56
235 | 6 sq.mm x 2 core Copper Armoured Cable | RFt | 1 |  | 9
236 | 10 sq.mm x 2 core Copper Armoured Cable | RFt | 1 |  | 88
237 | 16 sq.mm x 2 core Copper Armoured Cable | RFt | 1 |  | 110
238 | 2.5 sq.mm x 3 core Copper Armoured Cable | RFt | 1 |  | 64
239 | 4 sq.mm x 3 core Copper Armoured Cable | RFt | 1 |  | 79
240 | 6 sq.mm x 3 core Copper Armoured Cable | RFt | 1 |  | 130
241 | 10 sq.mm x 3 core Copper Armoured Cable | RFt | 1 |  | 165
242 | 16 sq.mm x 3 core Copper Armoured Cable | RFt | 1 |  | 225
243 | 25sq.mm x 3 core Copper Armoured Cable | RFt | 1 |  | 350
244 | 35 sq.mm x 3 core Copper Armoured Cable | RFt | 1 |  | 450
245 | 2.5 sq.mm x 4 core Copper Armoured Cable | RFt | 1 |  | 98
246 | 4 sq.mm x 4 core Copper Armoured Cable | RFt | 135 |  | 120
247 | 6 sq.mm x 4 core Copper Armoured Cable | RFt | 480 |  | 160
248 | 10 sq.mm x 4 core Copper Armoured Cable | RFt | 110 |  | 200
249 | 16 sq.mm x 4 core Copper Armoured Cable | RFt | 110 |  | 250
250 | 25 sq.mm x 4 core Copper Armoured Cable | RFt | 1 |  | 650
251 | 2.5 sq.mm x 3 core Aluminium Armoured Cable | RFt | 1 |  | 75
252 | 4 sq.mm x 3 core Aluminium Armoured Cable | RFt | 1 |  | 95
253 | 6 sq.mm x 3 core Aluminium Armoured Cable | RFt | 1 |  | 120
254 | 10 sq.mm x 3 core Aluminum Armoured Cable | RFt | 1 |  | 150
255 | 16 sq.mm x 3 core Aluminum Armoured Cable | RFt | 1 |  | 195
256 | 25 sq.mm x 3 core Aluminum Armoured Cable | RFt | 1 |  | 225
257 | 35 sq.mm x 3 core Aluminium Armoured Cable | RFt | 1 |  | 250
258 | 50 sq.mm x 3 core Aluminium Armoured Cable | RFt | 1 |  | 298
259 | 70 sq.mm x 3 core Aluminium Armoured Cable | RFt | 1 |  | 350
260 | 95 sq.mm x 3 core Aluminium Armoured Cable | RFt | 1 |  | 400
261 | 120 sq.mm x 3 core Aluminium Armoured Cable | RFt | 1 |  | 575
262 | 150 sq.mm x 3 core Aluminium Armoured Cable | RFt | 1 |  | 625
263 | 2.5 sq.mm x 3.5 core Aluminium Armoured Cable | RFt | 1 |  | 85
264 | 4 sq.mm x 3.5 core Aluminium Armoured Cable | RFt | 1 |  | 110
265 | 6 sq.mm x 3.5 core Aluminium Armoured Cable | RFt | 1 |  | 140
266 | 10 sq.mm x 3.5 core Aluminium Armoured Cable | RFt | 1 |  | 160
267 | 16 sq.mm x 3.5 core Aluminium Armoured Cable | RFt | 1 |  | 210
268 | 25 sq.mm x 3.5 core Aluminium Armoured Cable | RFt | 1 |  | 275
269 | 35 sq.mm x 3.5 core Aluminium Armoured Cable | RFt | 1 |  | 285
270 | 50 sq.mm x 3.5 core Aluminium Armoured Cable | RFt | 150 |  | 310
271 | 70 sq.mm x 3.5 core Aluminium Armoured Cable | RFt | 1 |  | 230
272 | 95 sq.mm x 3.5 core Aluminium Armoured Cable | RFt | 1 |  | 425
273 | 120 sq.mm x 3.5 core Aluminium Armoured Cable | RFt | 1 |  | 600
274 | 150 sq.mm x 3.5 core Aluminium Armoured Cable | RFt | 1 |  | 625
275 | 185 sq.mm x 3.5 core Aluminium Armoured Cable | RFt | 1 |  | 650
276 | 240 sq.mm x 3.5 core Aluminium Armoured Cable | RFt | 1 |  | 675
277 | 2.5 sq.mm x 4 core Aluminium Armoured Cable | RFt | 1 |  | 775
278 | 4 sq.mm x 4 core Aluminium Armoured Cable | RFt | 1 |  | 125
279 | 6 sq.mm x 4 core Aluminium Armoured Cable | RFt | 1 |  | 140
280 | 10 sq.mm x 4 core Aluminium Armoured Cable | RFt | 1 |  | 160
281 | 16 sq.mm x 4 core Aluminium Armoured Cable | RFt | 1 |  | 210
282 | 25 sq.mm x 4 core Aluminium Armoured Cable | RFt | 1 |  | 235
283 | 35 sq.mm x 4 core Aluminium Armoured Cable | RFt | 1 |  | 245
284 | 95 sq.mm x 4 core Aluminium Armoured Cable | RFt | 1 |  | 375
285 | 120 sq.mm x 4 core Aluminium Armoured Cable | RFt | 1 |  | 475
286 | 150 sq.mm x 4 core Aluminium Armoured Cable | RFt | 1 |  | 500
287 | 185 sq.mm x 4 core Aluminium Armoured Cable | RFt | 1 |  | 535
288 | 240 sq.mm x 4 core Aluminium Armoured Cable | RFt | 1 |  | 575
289 | Distribution Board
290 | Supply and installation testing commission of following lighting power DB SP MCB,DP MCB MCCB.
291 | 32A 2pole 100ma DP + ELCB | Nos | 1 |  | 2834
292 | 25A 2pole 100ma DP + ELCB | Nos | 1 |  | 2576
293 | 40A 2pole 100ma DP + ELCB | Nos | 1 |  | 4400
294 | 10A 4 Pole TPN MCB | Nos | 1 |  | 1288
295 | 16A 4 Pole TPN MCB | Nos | 1 |  | 1786
296 | 25A 4 Pole TPN MCB | Nos | 1 |  | 1786
297 | 32A 4 Pole TPN MCB | Nos | 2 |  | 1786
298 | 40A 4 Pole TPN MCB | Nos | 1 |  | 2576
299 | 63A 4 Pole TPN MCB | Nos | 1 |  | 2576
300 | 100A 4 Pole TPN MCB | Nos | 1 |  | 3864
301 | 16A DP MCB | Nos | 1 |  | 650
302 | 20A DP MCB | Nos | 1 |  | 650
303 | 25A DP MCB | Nos | 1 |  | 650
304 | 32A DP MCB | Nos | 1 |  | 650
305 | 40A DP MCB | Nos | 1 |  | 650
306 | 63A DP MCB | Nos | 1 |  | 650
307 | 10A SP MCB | Nos | 41 |  | 256
308 | 16A SP MCB | Nos | 65 |  | 256
309 | 20A SP MCB | Nos | 6 |  | 256
310 | 25A SP MCB | Nos | 1 |  | 256
311 | 32A SP MCB | Nos | 1 |  | 256
312 | 40A SP MCB | Nos | 1 |  | 256
313 | 63A SP MCB | Nos | 1 |  | 256
314 | 20A 3 Pole TPN MCB | Nos | 1 |  | 1545
315 | 25A 3 Pole TPN MCB | Nos | 1 |  | 1500
316 | 32A 3 Pole TPN MCB | Nos | 1 |  | 1500
317 | RCCB 16A DP 30 mA | Nos | 1 |  | 1500
318 | RCCB 25A DP 30 mA | Nos | 1 |  | 1800
319 | RCCB 32A DP 30 mA | Nos | 1 |  | 2400
320 | RCCB 40A DP 30 mA | Nos | 1 |  | 3400
321 | RCCB 63A DP 30 mA | Nos | 1 |  | 4000
322 | MCCB 100A 4 POLE 100 mA | Nos | 1 |  | 6300
323 | MCCB 125A 4 POLE 100 mA | Nos | 1 |  | 9000
324 | MCCB 150A 4 POLE 100 mA | Nos | 1 |  | 12500
325 | MCCB 210A 4 POLE 100 mA | Nos | 1 |  | 15850
326 | MCCB 240A 4 POLE 100 mA | Nos | 1 |  | 22000
327 | RCBO 6A 2P 30mA | Nos | 1 |  | 2450
328 | RCBO 10A 2P 30mA | Nos | 1 |  | 2550
329 | RCBO 16A 2P 30mA | Nos | 1 |  | 2650
330 | RCBO 20A 2P 30mA | Nos | 1 |  | 2650
331 | RCBO 25A 2P 30mA | Nos | 7 |  | 2550
332 | RCBO 32A 2P 30mA | Nos | 3 |  | 2550
333 | RCBO 40A 2P 30mA | Nos | 3 |  | 4300
334 | RCBO 45A 2P 30mA | Nos | 1 |  | 4300
335 | RCBO 6A 4P 30mA | Nos | 1 |  | 3950
336 | RCBO 10A 4P 30mA | Nos | 1 |  | 3950
337 | RCBO 16A 4P 30mA | Nos | 1 |  | 3950
338 | RCBO 20A 4P 30mA | Nos | 1 |  | 3950
339 | RCBO 25A 4P 30mA | Nos | 1 |  | 3950
340 | RCBO 32A 4P 30mA | Nos | 1 |  | 4650
341 | RCBO 40A 4P 30mA | Nos | 1 |  | 6250
342 | RCBO 45A 4P 30mA | Nos | 1 |  | 6250
343 | Supply Installation testing commission of following 2 way SPN DB Box Fixing with Proper Cable Tie and Lugs Fixing | Nos | 1 |  | 600
344 | Supply Installation testing commission of following 4 way SPN DB Box Fixing with Proper Cable Tie and Lugs Fixing | Nos | 1 |  | 850
345 | Supply Installation testing commission of following 8 way SPN DB Box Fixing with Proper Cable Tie and Lugs Fixing | Nos | 2 |  | 2000
346 | Supply Installation testing commission of following 12 way SPN DB Box Fixing with Proper Cable Tie and Lugs Fixing | Nos | 1 |  | 2125
347 | Supply Installation testing commission of following 2 way TPN DB Box Fixing with Proper Cable Tie and Lugs Fixing | Nos | 1 |  | 1250
348 | Supply Installation testing commission of following 4 way TPN DB Box Fixing with Proper Cable Tie and Lugs Fixing | Nos | 1 |  | 2850
349 | Supply Installation testing commission of following 8 way TPN DB Box Fixing with Proper Cable Tie and Lugs Fixing | Nos | 1 |  | 4500
350 | Supply Installation testing commission of following 12 way TPN DB Box Fixing with Proper Cable Tie and Lugs Fixing | Nos | 1 |  | 6500
351 | Supply and installation connection testing and commissioning of following 3 Face 5 TPN 32 A Socket, With Box and 3 Face Top,32A 4pole TPN MCB complete fixing | Nos | 2 |  | 6000
352 | Supply and installation testing commission of following single phase 25A metal cladded switch and socket with top and box | Nos | 8 |  | 1300
353 | Supply and installation testing commission of following 16A Cannector Stip | Nos | 25 |  | 95
354 | Main LT Panel
355 | Supply Installation Testing Commissioning of 3Ph, 415V, 50Hz Main LT Panel 1 as per SLD | Nos | 1 |  | 185000
356 | Light Fixtures Misc Items - Installation Only
357 | Installation, testing commissioning of following of Light Fixtures
358 | 4 feet LED Tube Light | Nos | 4 |  | 165
359 | Spot Light | Nos | 33 |  | 165
360 | LED Strip Cove light | RFt | 90 |  | 50
361 | Profile Light | RFt | 1 |  | 25
362 | Hanging Light | Nos | 4 |  | 300
363 | 2 X2 CeiLing Light in Kitchen Area | Nos | 15 |  | 250
364 | Track Light | Nos | 10 |  | 350
365 | Bulb in Sofa Bulkhead | Nos | 56 |  | 85
366 | Wall mounted Light | Nos | 9 |  | 150
367 | Surface Light | Nos | 1 |  | 150
368 | Scrubber Motor Connection | Nos | 1 |  | 500
369 | Fresh Air Motor Connection | Nos | 1 |  | 500
370 | Exhaust Motor Connection | Nos | 1 |  | 350
371 | Air Curtain | Nos | 2 |  | 500
372 | Insect Killer | Nos | 2 |  | 250
373 | Cassing Box
374 | Supply and fixing of 20mm x 20mm Casing Box | RFt | 1 |  | 75
375 | Supply and fixing of 25mm x 25mm Casing Box | RFt | 1 |  | 150
376 | Supply fixing of 50mm x 50mm Casing Box | RFt | 1 |  | 175
377 | Supply fixing of 75mm x 75mm Casing Box | RFt | 75 |  | 200
378 | Supply fixing of 100mm x 100mm Casing Box | RFt | 75 |  | 259
379 | Supply fixing of 150mm x 150mm Casing Box | RFt | 35 |  | 345
380 | MUSIC SYSTEM
381 | Installation connection testing and commission of following 2 Core Flexible WIRE Copper Conductor PVC insulated Wires Pulled Through Heavy Gauge Laid Concealed over False Ceiling Orin Wall Chases for Speaker And SubWoofer. (Within Existing conduit) - Music System | RFt | 330 |  | 15
382 | Lugs
383 | Supply Fixing Lugs Punching | Nos | 1 |  | 10
384 | 1.5 sq.mm Pin Tyep Lugs (Copper) | Nos | 1 |  | 12.6
385 | 2.5 sq.mm Pin Tyep Lugs (Copper) | Nos | 1 |  | 12.6
386 | 4 sq.mm Pin Tyep Lugs (Copper) | Nos | 1 |  | 17.85
387 | 6 sq.mm Pin,Ring Tyep Lugs (Copper) | Nos | 1 |  | 24.15
388 | 10 sq.mm Pin Tyep Lugs (Copper) | Nos | 1 |  | 40.95
389 | 16 sq.mm Pin ,Ring Tyep Lugs (Copper) | Nos | 1 |  | 36
390 | 120 sq.mm Ring Type Lugs (Copper) | Nos | 1 |  | 242
391 | 10 sq.mm Pin Tyep Lugs (Alluminium) | Nos | 1 |  | 40.95
392 | 25 sq.mm Ring Type Lugs (Alluminium) | Nos | 1 |  | 50.4
393 | 35 sq.mm Ring Type Lugs (Alluminium) | Nos | 1 |  | 37
394 | 50 sq.mm Ring Type Lugs (Alluminium) | Nos | 1 |  | 130
395 | 70 sq.mm Ring Type Lugs (Alluminium) | Nos | 1 |  | 70
396 | 90 sq.mm Ring Type Lugs (Alluminium) | Nos | 1 |  | 145
397 | 95 sq.mm Ring Type Lugs (Alluminium) | Nos | 1 |  | 145
398 | 120 sq.mm Ring Type Lugs (Alluminium) | Nos | 1 |  | 127
399 | 150 sq.mm Ring Type Lugs (Alluminium) | Nos | 1 |  | 220.5
400 | 185 sq.mm Ring Type Lugs (Alluminium) | Nos | 1 |  | 180
401 | 240 sq.mm Ring Type Lugs (Alluminium) | Nos | 1 |  | 246.75
402 | 300 sq.mm Ring Type Lugs (Alluminium) | Nos | 1 |  | 297
403 | END OF TERMINATION
404 | 2.5 sq.mm x 4 core Glands | Nos | 1 |  | 61.95
405 | 4 sq.mm x 4 core Glands | Nos | 1 |  | 140.7
406 | 6 sq.mm x 4 core Glands | Nos | 1 |  | 155.4
407 | 10 sq.mm x 4 core Glands | Nos | 1 |  | 155.4
408 | 16 sq.mm x 4 core Glands | Nos | 1 |  | 155.4
409 | 25 sq.mm x 3.5 core Glands | Nos | 1 |  | 224.7
410 | 35Sqmm x 3.5core Glnads | Nos | 1 |  | 180
411 | 50 sq.mm x 3.5 core Glands | Nos | 1 |  | 165
412 | 70 sq.mm x 3.5 core Glands | Nos | 1 |  | 145
413 | 95 sq.mm x 3.5 core Glands | Nos | 1 |  | 230
414 | 120 sq.mm x 3.5 core Glands | Nos | 1 |  | 250
415 | 150 sq.mm x 3.5 core Glands | Nos | 1 |  | 220
416 | 180 sq.mm x 3.5 core Glands | Nos | 1 |  | 240
417 | 185 sq.mm x 3.5 core Glands | Nos | 1 |  | 275
418 | 240 sq.mm x 3.5 core Glands | Nos | 1 |  | 337.05
419 | 300 sq.mm x 3.5 core Glands | Nos | 1 |  | 450
420 | Supply and installation of 20 mm GI Glands . | Nos | 1 |  | 125
421 | Supply and installation of 25 mm GI Glands . | Nos | 1 |  | 165
422 | Supply and installation of 32 mm PVC Glands . | Nos | 1 |  | 65
423 | Supply and installation of 25 mm PVC Glands . | Nos | 1 |  | 55
424 | Supply and installation of 20 mm PVC Glands . | Nos | 1 |  | 35
425 | Double Compression Gland
426 | 2.5 sq.mm x 4 core Glands | Nos | 1 |  | 205
427 | 4 sq.mm x 4 core Glands | Nos | 1 |  | 205
428 | 6 sq.mm x 4 core Glands | Nos | 1 |  | 225
429 | 10 sq.mm x 4 core Glands | Nos | 1 |  | 230
430 | 16 sq.mm x 4 core Glands | Nos | 1 |  | 235
431 | 25 sq.mm x 3.5 core Glands | Nos | 1 |  | 330
432 | 35Sqmm x 3.5core Glnads | Nos | 1 |  | 265
433 | 50 sq.mm x 3.5 core Glands | Nos | 1 |  | 240
434 | 70 sq.mm x 3.5 core Glands | Nos | 1 |  | 215
435 | 95 sq.mm x 3.5 core Glands | Nos | 1 |  | 335
436 | 120 sq.mm x 3.5 core Glands | Nos | 1 |  | 365
437 | 150 sq.mm x 3.5 core Glands | Nos | 1 |  | 321
438 | 180 sq.mm x 3.5 core Glands | Nos | 1 |  | 357
439 | 185 sq.mm x 3.5 core Glands | Nos | 1 |  | 410
440 | 240 sq.mm x 3.5 core Glands | Nos | 1 |  | 240
441 | 300 sq.mm x 3.5 core Glands | Nos | 1 |  | 550
442 | Supply and installation of 20 mm GI Glands . | Nos | 1 |  | 25
443 | Supply and installation of 25 mm GI Glands . | Nos | 1 |  | 30
444 | Supply and installation of 32 mm PVC Glands . | Nos | 1 |  | 40
445 | Supply and installation of 25 mm PVC Glands . | Nos | 1 |  | 25
446 | Supply and installation of 20 mm PVC Glands . | Nos | 1 |  | 20
447 | Top
448 | Supply Fixing 5 A Top | Nos | 5 |  | 80
449 | Supply Fixing 15 A Top | Nos | 15 |  | 140
450 | Switches and Modular Box with Plates
451 | Supply Installation Switch with Plate Metal Box
452 | 18 Modular plate with box | Nos | 1 |  | 396.75
453 | 12 Modular plate with box | Nos | 4 |  | 376.9125
454 | 8 Modular plate (Horizontal) with box | Nos | 2 |  | 285.66
455 | 6 Modular plate with box | Nos | 13 |  | 234.0825
456 | 4 Modular plate with box | Nos | 2 |  | 186.4725
457 | 3 Modular plate with box | Nos | 16 |  | 146.7975
458 | 2 Modular plate with box | Nos | 2 |  | 122.9925
459 | 1 Modular plate with box | Nos | 1 |  | 122.9925
460 | 10A switch | Nos | 1 |  | 55.545
461 | 20A switch | Nos | 1 |  | 350
462 | 2 way Switch | Nos | 1 |  | 250
463 | 10A 5 pin socket | Nos | 1 |  | 191.7625
464 | 20 10 5 pin socket | Nos | 1 |  | 198.375
465 | 20A Swtich Type Triper | Nos | 1 |  | 198.375
466 | Telephone Jack | Nos | 1 |  | 113.735
467 | Data Socket | Nos | 15 |  | 458.9075
468 | USB charging Sockets | Nos | 10 |  | 1100
469 | Blank Plate | Nos | 15 |  | 25.1275
470 | 2 Modular Surface Box | Nos | 1 |  | 67.4475
471 | 3Modular Surface Box | Nos | 1 |  | 59.5125
472 | 4 Modular Surface Box | Nos | 1 |  | 51.5775
473 | 6 Modular Surface Box | Nos | 5 |  | 43.6425
474 | 8 Modular Surface Box | Nos | 1 |  | 55.545
475 | 12 Modular Surface Box | Nos | 1 |  | 72.7375
476 | 18 Modular Surface Box | Nos | 3 |  | 79.35
477 | Junction Box
478 | Supply and installation testing and commissioning of following of floor Junction Boxes with Top Cover for Above thick Fabricated Out of MS Sheet fully powder coated with Removable screwed Cover Plates on All four sides for blocking the entry.
479 | 100mm x 100 mm Junction Box with SS Cover plate | Nos | 1 |  | 200
480 | 150mm x 150 mm Junction Box with SS Cover plate | Nos | 4 |  | 250
481 | 200mm x 200 mm Junction Box with SS Cover plate | Nos | 1 |  | 350
482 | 250mm x 250 mm Junction Box with SS Cover plate | Nos | 1 |  | 450
483 | 300mm x 300mm Junction Box with SS Cover plate | Nos | 1 |  | 600
484 | 350mm x 350 mm Junction Box with SS Cover plate | Nos | 1 |  | 750
485 | Data Voice Cable CCTV
486 | Supply and Installation connection Testing and commissioning of following Cat 6 Data Cable Wire (Data Voice) | RFt | 1500 |  | 15
487 | Supply and installation of concealed wiring using 4+ 1 Camera wire Copper Conductor PVC Insulated wires Laid Concealed Over false Ceiling or in wall chases Proper Fixing. | RFt | 1 |  | 13
488 | Supply and Installation connection Testing and commissioning of Following 6 Core Fiber Optic Wire Data Cable Wire (Data) | RFt | 1 |  | 25
489 | Supply installation of concealed RG-6 TV CC T.V cable wire conductor PVC insulated wire pulled through heavy gauge PVC conduit laid over false ceiling or in wall chases. | RFt | 1 |  | 11
490 | Cable Tray
491 | Supply installations of heavy gauge perforated Cable Tray made of GI sheet steel., min 2mm thick, with sides not less than 50 mm deep, fittings are to be same material as tray, each coupling should have GI earthing connector. . support space shall be 1000mm and rods height will be1200mm at all bends couplings. the rate shall be inclusive of all other required accessories, supports rods plates etc
492 | Supply fixing of 600mm x 50mm x 2mm thick perforated cable tray. | RFt | 1 |  | 550
493 | Supply fixing of 450mm x 50mm x 2mm thick perforated cable tray. | RFt | 1 |  | 490
494 | Supply fixing of 400mm x 50mm x 2mm thick perforated cable tray. | RFt | 1 |  | 440
495 | Supply fixing of 300mm x 50mm x 2mm thick perforated cable tray. | RFt | 1 |  | 410
496 | Supply fixing of 250mm x 50mm x 2mm thick perforated cable tray. | RFt | 1 |  | 380
497 | Supply fixing of 200mm x 50mm x 2mm thick perforated cable tray. | RFt | 1 |  | 365
498 | Supply fixing of 150mm x 50mm x 2mm thick perforated cable tray. | RFt | 75 |  | 275
499 | Supply fixing of 100mm x 50mm x 2mm thick perforated cable tray. | RFt | 90 |  | 225
500 | Raceways
501 | Supply Installation of 2500X30x2 mm thick raceways in floor | RFt | 1 |  | 500
502 | Supply Installation of 2500X40x2 mm thick raceways in floor | RFt | 1 |  | 600
503 | Supply Installation of 2500X50x2 mm thick raceways in floor | RFt | 1 |  | 750
504 | UPS
505 | Installation of 5KVA three phase in and Single Phase out UPS with 90min battery back-up- make Online Systems | Nos | 1 |  | 2500
506 | Installation of 5KVA three phase in and Single Phase out UPS with 60min battery back-up- make Online Systems | Nos | 1 |  | 2500
507 | Installation of 3KVA three phase in and Single Phase out UPS with 90min battery back-up- make Online Systems | Nos | 1 |  | 2500
508 | Installation of 3KVA three phase in and Single Phase out UPS with 60min battery back-up- make Online Systems | Nos | 1 |  | 2500
509 | Installation of 5KVA three phase in and Single Phase out UPS with 90min battery back-up- make Online Systems - Inbuilt Battery | Nos | 1 |  | 2500
510 | Installation of 5KVA three phase in and Single Phase out UPS with 60min battery back-up- make Online Systems - Inbuilt Battery | Nos | 1 |  | 2500
511 | Installation of 3KVA three phase in and Single Phase out UPS with 90min battery back-up- make Online Systems - Inbuilt Battery | Nos | 1 |  | 2500
512 | Installation of 3KVA three phase in and Single Phase out UPS with 60min battery back-up- make Online Systems - Inbuilt Battery | Nos | 1 |  | 2500
513 | MISC
514 | Supply and installation testing commission of following 1 no.of 4way weather proof box fixing for outdoor unit cable lugs proper fixing | Nos | 1 |  | 1677.87
515 | Supply and installation testing commission of following 1 no.of 8way weather proof box fixing for outdoor unit cable lugs proper fixing | Nos | 1 |  | 2214.5
516 | Rubber Mat | Nos | 2 |  | 1500
517 | Supply and Installation of Fan 48 400mm double Ball Bearing Crompton | Nos | 1 |  | 2400
518 | Supply and Installation of Exhaust Crompton Havells | Nos | 1 |  | 1600
519 | Supply and Installation of Ceiling Rose | Nos | 56 |  | 45
520 | Supply and Installation of Wall Fan 16 (supply + installation) | Nos | 1 |  | 2500
521 | Supply and Installation of Chain | Nos | 1 |  | 100
522 | Temp Lighting LumpSum | LS | 1 |  | 32416
| Total ( Electrical) |  |  |  |  | 0 | 0 |  | 0 | 0 |  | 0 | 0
| Grand Total ( Civil+Interior+Plumbing) | sum | sum |  |  | 7502340 | 6856845 |  | 7536133 | 7009280 |  | 7463050 | 6816010
8091077.1