## Cover Page
PROJECT : CIP LOUNGE AT T1, AHEMDABAD AIRPORT -
Annexure-I : BOQ
FOR
CIVIL & INTERIOR WORK FOR PROPOSED CIP LOUNGE AT T1 AHEMDABAD AIRPORT
TOILET & KITCHEN / LOUNGE INTERIOR
ARCHITECTS
CHAPMAN TAYLOR INDIA LLP
A-1/54, Safdarjung Enclave,
New Delhi - 110 029
Ph. +91 (11) 26177973

## Summary
PROJECT : | AMD, CIP LOUNGE AT T1, AHEMDABAD AIRPORT | R5_dt. 22.10.2024
SUMMARY OF COST
Sub Head | Description |  | Amount (Rs.)
A | C&I WORKS
1 | DISMANTLING WORK | Rs. | 809737
2 | CIVIL WORK | Rs. | 4101683.8345
3 | FLOORING | Rs. | 26680346.9485
4 | DOOR & WINDOW | Rs. | 4466650.7418
5 | PARTITION / PANNELING | Rs. | 12015518.79
6 | FALSE CEILING | Rs. | 5858294.727
7 | PAINTING WORK | Rs. | 2039219.461
8 | MISCLLENEOUS | Rs. | 8580715.165
9 | FURNITURE | Rs. | 28125000
10 | STRUCTURE WORK | Rs. | 2137305
| SUB TOTAL (C&I WORKS) | Rs. | 94814471.6677
B | MEP WORKS
Part I | Electrical
A | SUB HEAD I - WIRING | Rs. | 8035750
B | SUB HEAD-II- CABLES & RACEWAYS | Rs. | 1575300
C | SUB HEAD III - DISTRIBUTION SYSTEM & ELECTRICAL PANEL | Rs. | 1336500
D | SUB HEAD IV - FIRE DETECTION & PA SYSTEM | Rs. | 1754358
E | SUB HEAD V - CCTV SYSTEM | Rs. | 593250
F | SUB HEAD VI - ACCESS CONTROL SYSTEM | Rs. | 100000
G | SUB HEAD VII - LIGHT FIXTURES | Rs. | 607650
| TOTAL - Part I |  | 14002808
Part II | HVAC
A | #REF! | Rs. | 7753910
B | #REF! | Rs. | #REF!
| TOTAL -Part II | Rs. | #REF!
Part III | PL & FF
A | SANITARY FIXTURES AND FITTINGS | Rs. | 2775500
B | WATER SUPPLY | Rs. | 723512
C | DRAINAGE | Rs. | 389933
D | FIRE FIGHTING | Rs. | 1392892.2225
| TOTAL - Part III | Rs. | 5281837.2225
| GRAND TOTAL - MEP | Rs. | #REF!
C | LIGHT FIXTURES
1 | COMMON LIGHT FIXTURES | Rs. | 1846000
2 | DECORATIVE LIGHT FIXTURES | Rs. | 6320000
| TOTAL Lights |  | 8166000
| GRAND TOTAL |  | #REF!
Note :- | * Kitchen ventilation system does not include hood and associated arrangement.
* Kitchen Panels, DB's and its cabling etc. are not considered in this BOQ considering TFS scope however the same is shown in SLD for reference.
* Kitchen power points and its circuiting/ wiring considered in the package. DB schedule in excel format is also provided for reference along with SLD.
* Scaffolding rate is inclusive in the rate of all line items of the BOQ.
* Construction Water To be provided by Client at a single point free of cost.
* Electricity To be provided by Client at a single point free of cost
* Time to Completion 110 Days . From the day work start at site.
* Client to allow unrestricted access to washroom facilities in the ground floor for Casamia staff and labour
* The proposal assumes 16 hours of working / day
Assumptions :- | * Overall qty may vary upto 8-10% (+/-) as per site condition and actual requirements.
* Any Dismentling work shall be as per Previous GFC based drawing only.
Exclusions : | * All the Taxes will be Extra as per applicable.
* All the Plants, Pots, artifacts & Planters.
* All the IT works & IT Equipments, ITBP and Security Surveliences Equipments and works.
* Kitchens all Equipments & kitchen Hoods, cuttlery etc.
* All the Signages, Digital Graphic, Banners, LED Tv & Screen Panel, Digital banners & display kisok or any type of promotion and advertisment material etc.
* AV Equipments and componenets, Office/billing equipments, Server Rack, white goods etc.
* Any External scope Façade or allied dovelopment area work not considered and included

## Abstract-C&I
PROJECT : AMD, CIP LOUNGE AT T1, AHEMDABAD AIRPORT
S.NO | DESCRIPTION OF ITEMS | Drawing No/Location/CODE | UNIT | QTY (Toilet & kitchen) | QTY(Lounge Area) | Total Qty | RATE in INR | AMOUNT in INR
Note :- All the basic rate mentioned in this BOQ are the material rate only excluding gst and transportation cost.
1 | DISMENTLING & CLEANING WORKS
[6 empty] | 0 |  | 0
1.1 | Demolishing of block/brick work in cement mortar & cleaning the site for work able |  |  |  |  | 0 |  | 0
a | 200-300 mm brick/block wall | Kitchen area | Cum | 5 | 0 | 5 | 4036.5 | 20182.5
b | 100-150 mm brick/block wall |  | Sqm | 15 | 0 | 15 | 807.3 | 12109.5
[6 empty] | 0 |  | 0
1.2 | Dismantling of existing floor & wall tiles/stone with base mortar & cleaning the site for work able condition. |  | Sqm | 0 | 0 | 0 | 538.2 | 0
[6 empty] | 0 |  | 0
1.3 | Dismantling of existing Door with frame & stacking the same in the premises. |  | Each | 0 | 0 | 0 | 15000 | 0
[6 empty] | 0 |  | 0
1.4 | Dismantling of RCC works in beams, columns, slabs etc. including sub-base, cutting and removal of reinforcement, stacking of serviceable material. |  | Cum | 5 | 0 | 5 | 8250 | 41250
[6 empty] | 0 |  | 0
1.5 | Disposal of building rubbish / malba / similar unserviceable, dismantled or waste materials by mechanical means, including loading, transporting, unloading to approved municipal dumping ground or as approved by Engineer-in-charge, beyond 50 m initial lead, for all leads and lifts complete. |  | Cum | 50 | 0 | 50 | 1400 | 70000
[6 empty] | 0 |  | 0
1.6 | Dismantling of existing plaster with P.O.P. & cleaning the site for workable |  | Sqm | 0 | 0 | 0 |  | 0
1.7 | Dismantling of PCC/screeding & cleaning the site for workable |  |  |  |  | 0 |  | 0
a | 50-75 mm thick |  | Sqm | 10 | 0 | 10 | 807 | 8070
1.8 | Removing of Cinder filling & cleaning the site for workable |  | Cum | 0 | 0 | 0 |  | 0
[6 empty] | 0 |  | 0
1.9 | Core Cutting on RCC work with diamond core drilling machine for any services work Pipe crossing with 3M™ Fire Barrier tuck in wrap strips to be fixed onto the pipes and the remain gap to be filled with Fire Seal 3M™ Fire Barrier Sealant IC 15WB+ (Depth consider upto 300mm) |  |  |  |  | 0
a. | 100-150mm dia |  | Nos | 0 | 0 | 0 |  | 0
b. | 150-200mm dia |  | Nos | 0 | 0 | 0 |  | 0
c. | Any Maximum depth 600-900mm / upto 300mm dia |  | Nos | 0 | 0 | 0 |  | 0
[6 empty] | 0 |  | 0
1.1 | Temprory Barricating till the work completion material shall include the GI Frame ( with one side single layer of 12.5mm thick Gypsum Board cladding (Cost include errection/removal at end with cleaning and repair the area for handover) (Vinyl Print on outer surface also include in cost as per art work approved) |  | sqm | 82.5 | 55 | 137.5 | 3150 | 433125
0
1.11 | Dismentling, Removing, stacking & Re-using of Existing MS Partition frame work (considering or assuming 50% of total qty for re- using ) as per the actual work done at site, to be verified and inspect by the site incharge. (Note : Actual measurement to be verified at site by the site incharge) Non used material to be handover to project client team by the GC vendor. |  | MT | 0 | 0 | 0 |  | 0
1.12 | Dismantling existing MEP services installations [Electrical, HVAC, Fire alarm system, light fixtures, fire sprinkler and plumbing system (if any)] and handing over the working devices to client / storing for reuse as directed by EIC. |  | LS |  |  | 1 | 225000 | 225000
| TOTAL OF PART 1 |  |  |  |  | 0 |  | 809737
0
2 | CIVIL WORK |  |  |  |  | 0
2.1 | AAC BLOCK WORK : Providing and laying 100mm thick ACC block wall with grade -1 AAC Blocks of density 551.to 650kg / cum conforming to IS : 2185 ( Part -3) in superstructure above plinth level with R.C.C. bend at cill & Lintel level with approved block laying polymer modified adhesive mortar all complete as per direction of Engineer-in-Charge. (The payment of RCC band and reinforcement shall be made for separately). size of block (2'-0" x 0'-8" and width 0'-4" ). the rate also including scaffolding, curing etc. complete as specified. |  |  |  |  | 0
a. | 100mm thick Block work |  | Sqm | 195.69 | 0 | 195.69 | 2583 | 505467.27
b. | Alternate Size ….... As specified |  | Cum | 0 | 0 | 0 |  | 0
[6 empty] | 0 |  | 0
2.2 | LINTEL : R.C.C- ( 1 : 1.5 : 3 ) ( 1 cement : 1.5 coarse send : 3 graded stone aggregate 20mm nominal size ) for lintels, Lintel in arch etc. or where ever required I/c reinforcement for lintel 4no 12mm dia bars with 8mm dia rings @ 150c/c & centering shuttering for all levels and height.( Door Lintel length as per drawing 100mm wide x 100mm height ) The rate includes de-shuttering, shuttering oil, binding wire, curing, tools tackles all leads & heights as per direction of engineer- in -charge. |  | Rmt | 26.917 | 0 | 26.917 | 890 | 23956.13
[6 empty] | 0 |  | 0
2.3 | LINTEL BEAM : R.C.C- ( 1 : 1.5 : 3 ) ( 1 cement : 1.5 coarse send : 3 graded stone aggregate 20mm nominal size ) for Bends where ever required I/c reinforcement 2Nos 8mm dia bar with 8mm dia links @ 150mm c/c including centering shuttering for all levels and height,( bend cross section size 100mm wide x 75mm thick ) etc. complete. The rate includes de-shuttering, shuttering oil, binding wire, curing, tools tackles all leads & heights as per direction of engineer- in -charge. |  | Rmt | 138.6 | 0 | 138.6 | 890 | 123354
[6 empty] | 0 |  | 0
2.4 | RCC COUNTER : R.C.C in ( 1: 1.5 : 3 ) for counters, slabs ( upto 75mm thick) I/c reinforcement 10mm dia bar @ 150mm c/c both ways & centering shuttering for all levels and height. The rate includes de-shuttering, shuttering oil, binding wire, curing, tools tackles all leads & heights as per direction of engineer- in -charge. | Premium Lounge male & female Toilet | Sqm | 2.2 | 0 | 2.2 | 8500 | 18700
[6 empty] | 0 |  | 0
2.5 | BASIN COUNTER WORK : Providing & fixing Basin counter with the understructure to be made in MS Angle 50x50mm with 4mm thick of appropriate cross section and to be treated with anti rust primer and enamel black paint. The MS frame to be clad with 12mm thick relwood to receive the final finish material of the counter. Counter to be 600 mm deep with a vertical fascia of 100mm on splash & upto 500mm on front drop vertical facia to be clad with the finish material as approved. The counter to have required cutout for basin, Tap faucet, drain, dustbin etc. | Main Toilet (Male, female, disabled) | Rmt | 8.91 | 0 | 8.91 | 27880 | 248410.8
[6 empty] | 0 |  | 0
2.6 | WATERPROOFING (LIQUID MEMBRANE) : Toilet & Wet area: Providing and applying Single component synthetic rubber based coating with a coverage of 1.2 kg /m2 over primer surface with AquaArm Uniprime GE .The coating shall be taken upto 300mm from finished floor level on the vertical walls. The coating shall have an elongation of a minimum of 80% when tested as per ASTM D 412 and tensile strength of 1 N/mm2. Thorough surface preparation by mechanical means to level and plain the surface of walls and floors of the toilet areas. All cracks and crevices to filled and made good to receive waterproofing coating treatment The coating shall cover all the floor area of the wet area (toilet) and be applied over on to the vertical walls minimum 300mm height above the floor in two or more coats to achieve required thickness. Protective Plaster: Providing and laying avg. 15 mm thick, CM 1:4 plaster admixed with , Integral Waterproofing Compound @ 200 ml / bag of cement. Pipes being fixed for plumbing shall be fixed in holes which are mechanically core cut, more than the dia of the pipes. Pipes shall be fixed by grouting the annular space with non-shrink cementitious grout of proprietary make. Before grouting the pipes shall be wrapped with a waterproofing fleece material at least 50 mm wide and then grouted to fill in the grout, ensuring total watertight plumbing fittings. Contractor shall submit methodology statement with all detail in illustrative sketch form and get approved from Engineer in charge. Application shall be carried out by approved applicator of manufacture and as per recommended by manufacturer. Actual applied area (plan area + wall area) of toilet/ sunken shall be measured for payment. Cost includes all material (for surface preparation, coating and hole packing), labour, T&P, wastage involved as mentioned in the item |  | Sqm | 309.782 | 0 | 309.782 | 2691 | 833623.362
[6 empty] | 0 |  | 0
2.7 | WATERPROOFING (MEMBRANE HDPE WITH HEAT TORCH) : Providing and laying APP (Atactic Polypropylene Polymer) modified prefabricated five layer, 3 mm thick water proofing membrane, black finished reinforced with glass fibre matt consisting of a coat of bitumen primer for bitumen membrane @ 0.40 litre/sqm by the same membrane manufactured of density at 25°C, 0.87 - 0.89 kg/litre and viscocity 70 - 160 cps. Over the primer coat the layer of membrane shall be laid using butane torch and sealing all joints etc., and preparing the surface complete. The vital physical and chemical parameters of the membrane shall be as under : Joint strength in longitudinal and transverse direction at 23°C as 350/300 N/5 cm. Tear strength in longitudinal and transverse direction as 60/80N. Softening point of membrane not less than 150°C. Cold flexibility shall be upto -2°C when tested in accordance with ASTM, D - 5147. The laying of membrane shall be got done through the authorised applicator of the manufacturer of membrane. the top most layer shall be finished with 15mm thick cement mortar 1:3 (1 cement : 3 fine sand) mixed with 2% integral water proofing compound by weight of cement and finally finished with neat cement punning Complete. The laying of waterproofing application membrane shall be got done through the authorised applicator of the manufacturer reccomended with providing the work execution Test / warranty certification for the min 5years and max 15 years as per advised by the Project Incharge. |  | sqm | 0 | 0 | 0 | 6500 | 0
[6 empty] | 0 |  | 0
2.8 | Extra for covering top of membrane with Geotextile, 120 gsm non woven, 100% polyester of thickness 1 to 1.25 mm bonded to the membrane with intermittent touch by heating the membrane by Butane Torch as per manufactures recommendation. |  | Sqm | 0 | 0 | 0 |  | 0
[6 empty] | 0 |  | 0
2.9 | SCREEDING WORK : Providing & laying Screeding with 1:2:4 cement conc. (1 cement :2 coarse sand :4 graded stone agg 10mm nominal size ) in line and level including required channel shuttering, curing, troller finish etc. complete in all respect |  | Cum | 18.48 | 16.049 | 34.529 | 14600 | 504123.4
[6 empty] | 0 |  | 0
2.1 | NEAT CEMENT SLURRY : Extra for above screeding work for floating quote of neat cement punning upto 6mm including curing etc. where as carpet, wooden floor, vinyl floor comes & as per site required. |  | Sqm | 0 | 0 | 0 |  | 0
[6 empty] | 0 |  | 0
2.11 | CEMENT PLASTER : Providing and applying 15 mm thick cement plaster of mix in 1:4 (1 cement : 4 coarse sand) with admixture of waterproof binding agent liquid at 1:1 ratio with cement or as per manufacturer recomendation and applying at all levels & heights including scaffolding, curing etc. complete as specified. |  | Sqm | 651.068 | 33.176 | 684.244 | 861 | 589134.084
[6 empty] | 0 |  | 0
2.12 | SELF LEVELING SCREED : Provding and Laying premixed self-levelling Screed upto 3-4mm, compound in a powder form comprising of specially selected binders, well graded sand and synthetic polymers plasticizing agents and other ingredients. Quick and Easy to mix with Rapid installation and curing, Self-levelling, Chloride free/non-shrink, Good adhesion to cement and its substitutes (for 3 mm layer ) Used for smoothening and levelling layers for both exterior and interior use. Also complies the standard of EN 13813, CT -C15- F-4.5 with Techincal data of Basis Cement aggregate additives, Color Grey, Pot life at 230C 20 Minutes, Flow Life at 230C 15 minutes, Mixed density 2.05 Gm/cc, Initial Set (Vicat) 300C, (ASTM C 807) 40 minutes Final Set (Vicat), @ 300C @ 20 oC (ASTM C 807) 60 minutes 150 minutes ,Application temp and surface temp +5 ºC to +250C Compressive strength at 300C (ASTM C 349) 1 day 4 N/mm² , 7 days 12 N/mm² 28 days 15 N/mm² Flexural strength at 270C (ASTM C 348 ) 1 day 1.5 N/mm² 7 days 3.0 N/mm² 28 days 4.5 N/mm². As underlayment for carpets, vinyl, flooring and wooden floor. |  | sqm | 0 | 48.1107 | 48.1107 | 1100 | 52921.77
[6 empty] | 0 |  | 0
2.13 | POP PUNNING : Providing & applying Quick Drying, Non Curable Type of average upto 12mm thick plaster of Paris and wiremesh at joints of diff. material to the walls and columns in square plumb line and level. The cost to include scraping and removing the existing neeru finish and also the hacking the surface of walls/columns. After leveling, the surfaces to be finished to receive paint . Rate to include provisioning of grooves as per design. The POP puning to be carried out 100mm above the finished ceiling level and not for the area above. |  | sqm | 178.497 | 281.4779 | 459.9749 | 699.66 | 321826.0385
[6 empty] | 0 |  | 0
2.14 | GYPSUM VERMICULITE PLASTER : Providing & Applying Gypsum vermiculite plaster upto 22-25mm thick of refined and processed gypsum and vermiculite along with a mix of premium quality special binders and additives to provide easier application, better bonding, and a smooth finish. It creates a surface so smooth that no other layer is required below or above it and direct application of paint can be done over it. Conforms to IS 2547: Part 1 and 2 of “The Bureau of Indian Standard”. Direct application on brick block, RCC, and other surfaces. Ready to paint surface achieved. Spreads and finishes to a minimum thickness increasing the surface area. Fire-resistant. Eco-friendly. No shrinkage cracks. Better, smoother, and consistent finish. More durable. Lesser dead load on the structure as it is lightweight plaster. No water curing is required. Bulk Density: 1020 Kg/m2 , Setting time: 30-35 mins. Coverage as per manufacturer recomendation with Compressive strength : 60-70 Kg/cm2. item for all height level with required scaffolding complete as per the site and advised by the Project Incharge. |  | sqm | 0 | 0 | 0 | 750 | 0
0
2.15 | FLOOR FILLING : Providing and laying fillers of AAC Light weight block filling with full /break pieces as per the requirements of Approved make as per LOM and size as required to Fill/Raise the floor with conceal the pipes, drains, etc as per site requirement. The filling to be cured and Compacted to prevent any voids and dust pockets . The filler to be adequately leveled to receive the finished flooring as specified. |  | Cum | 96.8 | 3.7905 | 100.5905 | 8750 | 880166.98
0
| TOTAL OF PART 2 | [6 empty] | 4101683.8345
3 | FLOORING & WALL TILES / STONE WORK
3.1 | TILE FLOORING
Providing and laying Vitrified Antiskid tiles in floor in different sizes (thickness to be specified by the manufacturer) with water absorption less than 0.08% and conforming to IS:15622, of approved brand & manufacturer, in all colours and shade, laid on 20 mm thick cement mortar 1:4 (1 cement: 4 coarse sand) jointing with grey cement slurry @3.3 kg/sqm including spacers with epoxy cementious grout matching to pigments etc. The tiles must be cut with the zero chipping diamond cutter only . Laying of tiles will be done with the notch trowel, plier, wedge, clips of required thickness, leveling system and rubber mallet for placing the tiles gently etc, cost also include the Protection covering of tile with 6mm Bubble sheet with jointing using clear tape till handover with complete as per advised by the Project Incharge.
a. | Vitrified Tile (600x600 mm), Base Price 65 per sft | Dwg no : 8101 (Flooring Plan), Code :- T1, T2 | Sqm | 60.5 | 10.23 | 70.73 | 3230 | 228457.9
[6 empty] | 0 |  | 0
3.2 | Deduct for not using 20 mm thick Cement Mortar 1:4 ( 1 Cement: 4 coarse sand) bedding in laying of floor tiles and jointing with grey cement slurry @ 3.3 kg/ sqm. |  | Sqm | 0 | 0 | 0 |  | 0
[6 empty] | 0 |  | 0
3.3 | Add for Fixing glazed/ Ceramic/ Vitrified floor tiles with cement based high polymer modified quick-set tile adhesive (Water based) conforming to IS: 15477,in average 3mm thickness. |  | Sqm | 0 | 0 | 0 |  | 0
[6 empty] | 0 |  | 0
3.4 | WALL TILES |  |  |  |  | 0 |  | 0
| Providing and fixing 1st Quality Vitrified wall tiles conforming to IS:15622 (thickness to be specified by the manufacturer), of approved make, in all colours, shades as approved by Engineer-in-Charge for dado fixed with cement based high polymer modified quick set tile adhesive ( water based ) conforming to IS : 15477, in a average 6 mm thickness including spacer and filling the joints with epoxy cementious grout of pigment to match the shade of the tiles to give a smooth surface. complete as per detail dwg. |  |  |  |  | 0 |  | 0
a | Wall Tile - (600x600 mm), Base Price 55 per sft | Main kitchen, WT-02 | Sqm | 203.544 | 0 | 203.544 | 3230 | 657447.12
[6 empty] | 0 |  | 0
3.5 | Providing and fixing 1st Quality Designer Ceramic / vitrified wall tiles conforming to IS:15622 (thickness to be specified by the manufacturer), of approved make, in all colours, shades as approved by Engineer-in-Charge for dado fixed with cement based high polymer modified quick set tile adhesive ( water based ) conforming to IS : 15477, in a average 6 mm thickness including spacer and filling the joints with epoxy cementious grout of pigment to match the shade of the tiles to give a smooth surface. complete as per detail dwg. |  |  |  |  | 0 |  | 0
b | Designer Wall Tile, Size as approved, Base Price 410 per sft | Live Kitchens, WT-01 | Sqm | 144.32 | 0 | 144.32 | 8000 | 1154560
[6 empty] | 0 |  | 0
3.6 | TILE SKIRTING : Providing and fixing Vitrified tile Skirting upto 100mm high fixed with cement based high polymer modified quick set tile adhesive ( water based ) conforming to IS : 15477, in a average 6 mm thickness, including pointing and joint finish in epoxy cemetious grout with pigment of matching shade complete. Base Rate of Tile @ 65 per sft |  | Rmt | RO | 0 | 0 | 1800 | 0
[6 empty] | 0 |  | 0
3.7 | Granite cladding at Jamb, Soffit & Sill :- Providing and fixing 18 mm thick Gang saw cut, mirror polished, prepolished, machine cut of required size, approved shade, colour and texture by Stone Pasting Adhesive / chemicals, joints treated with white cement, mixed with matching pigment, epoxy touch ups, including rubbing, chamfering, etc. complete and at all level. ( Actual size of stone to be measured & paid )( Basic cost of Granite stone @ Rs. 120/- per sft) | Live Kitchens, ST-07( Tan Brown Granite) | Sqm | 8.646 | 0 | 8.646 | 7500 | 64845
a | Extra for providing and fixing 18 mm thick granite stone of same finish over the existing granite on jamb, soffit and sill of openings of service counter by fixed with Stone Pasting Adhesive / chemicals of approved make complete as per drawing and as directed by EIC. |  | Sqm | 5.808 | 0 | 5.808 | 8500 | 49368
3.8 | SOLID SURFACE CLADDING
3.8.1 | Providing and fixing 12 mm thick Solid surface (Dupont or equivalent ) for Basin Counterl etc fixed with adhesive of approved make including jointing with adhesive mixed with pigment to matching the shade of solid surface complete as per drawing .including edge chamfering, buffing, polishing complete in all respect. ( Basic cost of solid surface 12 mm ( Dupont ) @ Rs. 750/-per sft ) |  |  |  |  | 0 |  | 0
a | Thermoformed Corion (12 mm thick ) for basin counter Top ( Plan area to be measured for payment) | Main Toilet, ST-05 | Sqm | 5.346 | 0 | 5.346 | 22000 | 117612
b | Non thermoformed corion (12 mm thick) cladding ( Counter facia) (Elevation area to be measured for payment) | Main Toilet, ST-05 | Sqm | 4.0095 | 0 | 4.0095 | 23000 | 92218.5
3.8.2 | Providing and cladding with 8 mm thick relwood and finished with 6 mm thick non thermoformed Solid surface ( Corian ) for ledge, dado, wall, sill etc including jointing with adhesive mixed with pigment to match the shade of solid surface complete as per drawing .including edge chamfering, buffing, polishing complete in all respect. ( Basic cost of solid surface 6 mm ( Corian ) @ Rs. 450/-per sft ) | Main Toilet | Sqm | 51.9008 | RO | 51.9008 | 14000 | 726610.5
3.9 | ITALIAN MARBLE FLOORING : Providing and fixing Marble work 20mm thick, mirror polished, prepolished, machine cut of required size, approved shade, colour and texture laid over 20 mm thick base cement mortar 1:4 (1 cement : 4 coarse sand), white cement slurry , joints treated with teenaxe mixed with matching pigment, epoxy touch ups, including rubbing etc. complete and at all level. Cost also include the Protection covering till handover with polythin+POP as per advised by the Project Incharge. |  |  |  |  | 0 |  | 0
a. | Italian Marble Flooring (1200x1200 mm) : Base Price of Marble @ 460/- Per sft, | ST01 (Crema Siena) | sqm | 12.1 | 501.6 | 513.7 | 9500 | 4880150
b. | Italian Marble Flooring (1200x1200 mm) : Base Price of Marble @ 490/- Per sft, | ST02 (Crema Marfil) | sqm | 0 | 34.6368 | 34.6368 | 11500 | 398323.2
[6 empty] | 0 |  | 0
3.1 | ITALIAN MARBLE COMBINATION FLOORING : Providing and fixing Marble combination flooring work with 20mm thick, mirror polished, prepolished, water jet cuting of required size and pattern, approved shade, colour and texture inlay as per the design approved by the Architect, laid over 20 mm thick base cement mortar 1:3 (1 cement : 3 coarse sand), white cement slurry , joints treated with teenaxe mixed with matching pigment, epoxy touch ups, including rubbing etc. complete and at all level. ( Actual size of stone to be measured & paid ). Cost also include the Protection covering till handover with bubble sheet as per advised by the Project Incharge. | P Lounge & Dining area |  |  |  | 0 |  | 0
a. | Italian Marble Combination / Inlay Flooring : Type 1, Base Rate of Marble : ST01=460 rs/sqft, ST03 =410 Rs/sqft | Combination of ST01 ( Crema Cina) & ST03 (Saint Lorent) | Sqm | 0 | 50.49 | 50.49 | 15490 | 782090.1
b. | Italian Marble Combination / Inlay Flooring : Type 2, Base Rate of Marble : ST01=460 rs/sqft, ST03 =410 Rs/sqft, ST03B= 410 rs/sqft | Combination of ST01 ( Crema Cina) , ST03 (Saint Lorent Dark grey) & ST03B (Saint Lorent Light grey) | Sqm | 0 | 81.455 | 81.455 | 15490 | 1261737.95
3.11 | CIRCULAR FEATURE IN FLOOR : Providing and fixing Circular feature in floor made in Italian Marble stone & 6 mm thick & 15mm wide Brass Strip inlay rings with 60mm c/c spacing x 5nos as per design, marble shall be cut as per the design / detail drawing Complete in all respact. (Brass Strip @ 1200/- per mtr) (Rate shall include all mentioned items in description complete as per drawing and as directed by EIC). Base Price of Marble ST01@ 460/- Per sft, ST06@2500/- per sqft | Reception & Corridor |  |  |  | 0 |  | 0
a. | Size 750mm (outer dia of outermost brass strip in circle) | ST06 (Satuario), ST01(Crema Cina) | nos | 0 | 10 | 10 | 80000 | 800000
b. | Size 600mm (outer dia of outermost brass strip in circle) | ST06 (Satuario), ST01(Crema Cina) | nos | 0 | 8 | 8 | 70000 | 560000
[6 empty] | 0 |  | 0
3.12 | ITALIAN MARBLE STRIPS : Providing and fixing Italian Marble strip work in between different type of flooring with marble strips of 20mm thick, mirror polished, prepolished, machine cut of required size, approved shade, colour and texture laid over 20 mm thick base cement mortar 1:4 (1 cement : 4 coarse sand), white cement slurry , joints treated with teenaxe mixed with matching pigment, epoxy touch ups, including rubbing etc. complete and at all level. ( Actual Lenght of stone strps to be measured & paid ). Cost also include the Protection covering till handover with polythin+POP as per advised by the Project Incharge. Base Price of Marble ST02@ 490/- Per sft. | ST02 (Crema Marfil) |  |  |  | 0 |  | 0
a. | Italian Marble Flooring Strips (upto 75-150mm wide) | Around Marble Combination Flooring | Rmt | 0 | 67.76 | 67.76 | 5500 | 372680
[6 empty] | 0 |  | 0
3.13 | ITALIAN MARBLE CLADDING : Providing and fixing Marble work 20mm thick, mirror polished, prepolished, machine cut of required size, approved shade, colour and texture fixed with Stone Pasting Adhesive / chemicals with Ensure to maintain the proper back surface area shall be spread and cover with appropriate layer thickness as per the recommendation of Approved Brand Manufacturer and Technical requirements. joints treated with teenaxe mixed with matching pigment, epoxy touch ups, including rubbing etc. complete and at all level. ( Actual size of stone to be measured & paid ). Cost also include the Protection covering till handover with bubble sheet as per advised by the Project Incharge. |  |  |  |  | 0 |  | 0
a. | Marble Cladding : Base Price of Marble @ 490/- Per sft, | ST02 (Crema Marfil) | sqm | 70.686 | 0 | 70.686 | 12379 | 875021.994
b. | Marble Skirting upto 100mm high : Base Price of Marble @ 460/- Per sft, | ST01 (Crema Siena) | sqm | 0 | 9.4622 | 9.4622 | 7535 | 71297.677
3.14 | ITALIAN MARBLE COMBINATION CLADDING : Providing and fixing Marble combination work with 20mm thick, mirror polished, prepolished, water jet cuting of required size and pattern, approved shade, colour and texture inlay as per the design approved by the Architect, fixed with Stone Pasting Adhesive / chemicals with Ensure to maintain the proper back surface area shall be spread and cover with appropriate layer thickness as per the recommendation of Approved Brand Manufacturer and Technical requirements. joints treated with teenaxe mixed with matching pigment, epoxy touch ups, including rubbing etc. complete and at all level. ( Actual size of stone to be measured & paid ). Cost also include the Protection covering till handover with bubble sheet as per advised by the Project Incharge. | Veg & Non Veg Counter (Dining Area), ST02 (Crema Marfil) & ST-04 (Swiss Brown)
a. | Marble Combination / Inlay Cladding : ST02 @ 490/- per sft, ST04 @ 530/- per sft |  | Sqm | 0 | 2.75 | 2.75 | 17490 | 48097.5
3.15 | Providing and fixing 18 mm thick gang saw cut, mirror polished, premoulded and prepolished, machine cut for vanity counters, window sills, facias and similar locations of required size, approved shade, colour and texture tofixed with Stone Pasting Adhesive / chemicals with Ensure to maintain the proper back surface area shall be spread and cover with appropriate layer thickness as per the recommendation of Approved Brand Manufacturer and Technical requirements. joints treated with white cement, mixed with matching pigment, epoxy touch ups, including rubbing, providing opening of required shape and size, moulding and polishing of edges to give high gloss finish etc. complete at all levels. Basic Rate of italian Marble : ST02 @ 490/- per sft
| Italian Marble 20 mm thick | ST02 (Crema Marfil) | sqm | 3.6902 | RO | 3.6902 | 16000 | 59043.6
3.16 | ITALIAN MARBLE DESIGNER CLADDING : Providing and fixing Marble designer work 20mm thick marble with random size cut pcs in 200/300/400mm high x 75/100/125mm in width with making taper cut on edge to make 4mm wide groove on vertical/horizontal as per design, all the surface, edges, V groove shall be mirror polished, all the marble will be jet water machine cut of required size, approved shade, colour and texturefixed with Stone Pasting Adhesive / chemicals with Ensure to maintain the proper back surface area shall be spread and cover with appropriate layer thickness as per the recommendation of Approved Brand Manufacturer and Technical requirements. joints treated with teenaxe mixed with matching pigment, epoxy touch ups, including rubbing etc. complete and at all level. ( Actual size of stone area legth x height to be measured & paid ). Cost also include the Protection covering till handover with bubble sheet as per advised by the Project Incharge. | Main Toilet |  |  |  | 0 |  | 0
a. | Marble Cladding : Base Price of Marble ST01@ 460/- Per sft, ST02@ 490/- Per sft | ST01 (Crema Siena), ST02 (Crema Marfil) | sqm | 170.748 | 0 | 170.748 | 13455 | 2297414.34
[6 empty] | 0 |  | 0
3.17 | ITALIAN MARBLE CURVE CLADDING : Providing and fixing of italian marble curve cladding as per following details :- STEP 1 : 20mm thick, mirror polished Italian Marble (100 mm wide x 1900 mm high) of approved shade, colour and texture fixed with Stone Pasting Adhesive / chemicals with Ensure to maintain the proper back surface area shall be spread and cover with appropriate layer thickness as per the recommendation of Approved Brand Manufacturer and Technical requirements. All surfaces must be dimensionally stable according to IS 1443-1972. STEP 2 : Edges shall be treated or finished with 1 mm thick PVD coated SS Sheet as per color aproved, curve or bend shape as per drawing. also this sheet shall be back connected to Partition/Panneling Structural supports for marble fixing stabilty. Also the vendor need to cover the finish product till the Handover with Bubble sheet / Temp. Partiton covering to Protect from any damage accures. Note : Mode of Measurement shall be in SQM and to be measure with Length x Height, No extra measure for curve or wastage, profile, polish, cutting etc. ( Basic cost of PVD coated SS sheet @ Rs.440/- Sft)(Base Price of Marble ST02@ 490/- Per sft |  |  |  |  | 0 |  | 0
a. | Marble Curve Cladding Type 1 | ST02 (Crema Marfil) | sqm | 0 | 32.8966 | 32.8966 | 20000 | 657932
3.18 | Providing and fixing Feature Flutted panelling with Pre-finished 20 mm thick Italian Marble of random flutted pattern as per design approved fixed with Stone Pasting Adhesive / chemicals with Ensure to maintain the proper back surface area shall be spread and cover with appropriate layer thickness as per the recommendation of Approved Brand Manufacturer and Technical requirements. over existing partition/wall/ceiling surface including all fixing arrangement complete in all respect. Only finished area to be measured & paid. |  |  |  |  | 0 |  | 0
a | Flutted Marble Stone with polish paneling 20mm thick - Base price of marble ST02@ 490/- Per sft | ST02 (Crema Marfil) | Sqm | 0 | 363.0165 | 363.0165 | 19375 | 7033444.6875
3.19 | KOTA STONE FLOORING : Provide and lay 25mm thick, machine cut and polished Kota Stone of aprroved colour and texture laid over 20 mm thick base cement mortar 1:4 (1 cement : 4 coarse sand), joints treated with white cement, mixed with matching pigment, epoxy touch ups, including rubbing polihing etc. complete and at all level. ( Actual size of stone to be measured & paid ). Cost also include the Protection covering till handover with polythin+POP as per advised by the Project Incharge. ( Basic cost of Kota stone @ Rs. 36/- per sft)
a | Kota stone 25 mm thick (600x600 mm) | ST08 | Sqm | 147.07 | 0 | 147.07 | 3200 | 470624
[6 empty] | 0 |  | 0
3.2 | CARPET FLOORING |  |  |  |  | 0 |  | 0
1 | Providing & fixing carpet flooring (20-22 ounce, 8-10mm thick , Dyed Nylon Loop Piled tuffted, vinyl backing, plank/tile /roll form) with water based adhesive spread using nylon brush on smooth base surface and carpet pasted in uniform approved pattern complete. Also the extra for cushioning 8mm thick underlay base foam including all fixing arrangement complete in all respect as per the suggested and advise by the Architect. | SPA |  |  |  | 0 |  | 0
a | Carpet : Base Price of Carpet @ Rs. 600 per sft |  | Sqm | 0 | 42.46 | 42.46 | 10764 | 457039.44
3.21 | HANDMADE / PRINTED RUGS : Providing and supply RUGS made of Wool & Nylon mix (20:80 ratio) with ECO friendly dying color, Handmade or by machinery, Knitted, weaved or Printed as per the Texture design approved by the Architect. RUGS shall be conforming to BS EN 1307:2014 and IS 5884 complete in all respact. | [6 empty] | 0
a. | RUG Designer Type 1, Basic rate of rugs @ 950/- per sft | Executive lounge | sqm | 0 | 81.07 | 81.07 | 13992 | 1134331.44
b. | RUG Designer Type 2, Basic rate of rugs @ 1150/- per sft | Premium lounge | sqm | 0 | 71.5 | 71.5 | 20000 | 1430000
| Total of Flooring Work |  |  |  |  | 0 |  | 26680346.9485
0
4 | DOOR WINDOW WORK |  |  |  |  | 0
0
4.1 | WOODEN DOOR FRAME : Providing and fixing door and window frames made out of White ashwood with necessary groove ( 6mm x 6 mm ) & single rebate including necessary M.S. hold-fasts minimum four on each side of teh frame in cement concrete blocks 1: 2: 4 / fasteners ( expendable 10mm dia ) on either side fixed in line and level. Frame to be treated with necessary anti-termite chemical and fire retardant paint on partition side & finally finished with PU polish/Paint complete in all respect. |  | Cum | 3.8481 | 1.9411 | 5.7893 | 325000 | 1881512.49
[6 empty] | 0 |  | 0
4.2 | LAMINATED DOOR SHUTTER (38 mm thick : Providing and fixing 38 mm. thick flush door shutters core of block board ( FR Grade ) construction with well matched 1mm thick laminate sheet of approved make & shade on both sides of shutter including white ash wood edge lipping (12mm thick) finish with PU polish, all required fittings such as 4 nos. 125 mm. size brass butt hinges per leaf with necessary screws and S.S. fittings including handles, tower bolts, door stopper, rubber buffer, vision slit as per design, handles,motrise dead lock with one side key knob cylinder finish in rose gold SS etc. complete in all respect. .( Basic cost of laminate @ Rs. 90/- sft ) ( Actual size of shutter to be measured & paid ). | Premium Lounge Toilet, IT Room, SPA |  |  |  | 0 |  | 0
a | Without vision Panel |  | Sqm | 15.048 | 10.5451 | 25.5932 | 34445 | 881556.0518
[6 empty] | 0 |  | 0
4.3 | LAMINATED DOOR SHUTTER (25 mm thick): Providing and fixing 25 mm. thick flush door shutters core of block board ( FR Grade ) construction with well matched 1mm thick laminate sheet of approved make & shade on both faces of shutter including white ash wood edge lipping (12mm thick) finish with PU polish, all required fittings such as 4 nos. 125 mm. size brass butt hinges per leaf with necessary screws and S.S. fittings including handles, tower bolts, door stopper, rubber buffer, etc. complete in all respect.( Basic cost of laminate @ Rs. 90/- sft) ( Actual size of shutter to be measured & paid ). ( Shaft & Janitor Room Entry Door ) | Janitor Room | Sqm | 3.96 | RO | 3.96 | 34445 | 136402.2
[6 empty] | 0 |  | 0
4.4 | FIRE RATED WOODEN DOOR 2HR. RATING : Providing & Fixing of 120min rating wooden fire door shutter with frames as per the specification as per below : - Frame : P/f Door frames manufactured out of Hardwood Mirandi of nominal section 120mm x 70mm with heat activated Intumescent fire seal strips of size 10mm x 4 mm provided in grooves on all three sides of the frame on both side. Hardwood to be Treated with VIPER Fire Retardant Primer FR 880 and VIPER Finishing Paint FRS 881 Use two coats of Fireguard FR880 Wood Primer followed by 2/3 coats of Fireshield FRS 881 Finishing paint even on prev iously painted/polished surfaces. (FIRESHIELD FRS 881 FINISHING PAINT FR-881 of CPWD-DSR approved item Ref.Page 165 Code no 13.88a-2002) as per color approved by the Architect. Shutter : Door shutter of 52mm thickness conforming to BS:476 part 22 and IS-3614 Part 2 as per prototype tested from CBRI Roorkee for stability and integrity and insulation, with comprising of 75x48mm hardwood internal timber frame work, with infill 25mm thick Fire rated rock wool insulation having density 96kg/m3, the insulation shall be sandwiched between 2nos 12mm thick noncombustible(calcium silicate) boards, cladded with 3mm thick commercial ply on both sides of shutter with heat activated intumescent fire seal strip of size 20x4mm make Sealz mounted in the grooves of expose/concealed lipping all around the shutter except bottom.. Finishing / Hardware :- Frame to be painted with VIPER Finishing Paint FRS 881 as per color approved by the Architect Shutter finish with 1mm thick Laminate on Both Side - conforming to HSN 4823 SS Hinges - 04 nos per leaf - conforming to HSN 8302 Door Closer - conforming to HSN 8302 6mm thick VP Fire Rated Clear - 200x300mm - conforming to HSN 7007 Trim- conforming to HSN 8302 Dash Fastner-08nos.per leaf- conforming to HSN 7318 Panic Bar conforming to HSN 8302 (Optional) cost to be separated Note : Contracter shall need to submit the manufacturer shop drawing for the fire for approval before ordering. |  |  |  |  | 0 |  | 0
a | FR Wooden Single Leaf Door - 700/900mm Long x 2400mm high | for kitchen doors | nos | 3 | 0 | 3 | 77760 | 233280
[6 empty] | 0 |  | 0
4.5 | FIRE RATED WOODEN DOOR with vision Panel : Providing & Fixing of 120min rating wooden fire door shutter with frames as per the specification as per below : - Frame : P/f Door frames manufactured out of Hardwood Mirandi of nominal section 120mm x 70mm with heat activated Intumescent fire seal strips of size 10mm x 4 mm provided in grooves on all three sides of the frame on both side. Hardwood to be Treated with VIPER Fire Retardant Primer FR 880 and VIPER Finishing Paint FRS 881 Use two coats of Fireguard FR880 Wood Primer followed by 2/3 coats of Fireshield FRS 881 Finishing paint even on prev iously painted/polished surfaces. (FIRESHIELD FRS 881 FINISHING PAINT FR-881 of CPWD-DSR approved item Ref.Page 165 Code no 13.88a-2002) as per color approved by the Architect. Shutter : Door shutter of 52mm thickness conforming to BS:476 part 22 and IS-3614 Part 2 as per prototype tested from CBRI Roorkee for stability and integrity and insulation, with comprising of 75x48mm hardwood internal timber frame work, with infill 25mm thick Fire rated rock wool insulation having density 96kg/m3, the insulation shall be sandwiched between 2nos 12mm thick noncombustible(calcium silicate) boards, cladded with 3mm thick commercial ply on both sides of shutter with heat activated intumescent fire seal strip of size 20x4mm make Sealz mounted in the grooves of expose/concealed lipping all around the shutter except bottom. Also providing and fixing vision panel (300x300 mm) as per design with 6mm thick glass with wooden beading ( white ash wood ) Finishing / Hardware :- Frame to be painted with VIPER Finishing Paint FRS 881 as per color approved by the Architect Shutter finish with 1mm thick Laminate on Both Side - conforming to HSN 4823 SS Hinges - 04 nos per leaf - conforming to HSN 8302 Door Closer - conforming to HSN 8302 6mm thick VP Fire Rated Clear - 200x300mm - conforming to HSN 7007 Trim- conforming to HSN 8302 Dash Fastner-08nos.per leaf- conforming to HSN 7318 Note : Contracter shall need to submit the manufacturer shop drawing for the fire for approval before ordering. |  |  |  |  | 0 |  | 0
a | FR Wooden Single Leaf Door - 900mm Long x 2400mm high | for kitchen doors | nos | 1 | 0 | 1 | 100000 | 100000
b | FR Wooden Double Leaf Door - 1200mm Long x 2400mm high | for kitchen doors | nos | 1 | 0 | 1 | 85000 | 85000
c | FR Wooden Double Leaf Door - 1800mm Long x 2400mm high | for kitchen doors | nos | 1 | 0 | 1 | 130000 | 130000
4.6 | FRAMELESS GLASS DOOR : Providing and fixing 10mm thick frameless toughened glass door shutter of approved brand and manufacture, including providing and fixing top & bottom pivot and making necessary holes etc. for fixing required door fittings, all complete as per direction of Engineer in charge (Door handle, lock and stopper etc. to be paid separately) | For shower door | sqm | 2.73 | RO | 2.73 | 30000 | 81900
[6 empty] | 0 |  | 0
4.7 | Providing & fixing Glass door fitting including handle in front & rear side and lock (one side knob & one side key) complete as per the requirements and drawing. | For shower door | No | 2 | 0 | 2 | 25000 | 50000
4.8 | Providing & fixing Consealed Hydraulic sleek door closer of approved make including all fixing arrangement complete in all respect. Door weight capacity upto 80kg, with 10year manufacturer warranty complete as per design approved. |  | No | 13 | 3 | 16 | 25000 | 400000
[6 empty] | 0 |  | 0
4.9 | Providing & fixing Door Lock (Motrise lever handle, one side knob cylinder & one side key finish in rose gold SS ) of approved make including all fixing arrangement complete in all respect. |  | No | 1 | 4 | 5 | 11000 | 55000
[6 empty] | 0 |  | 0
4.1 | Providing & fixing Door Lock ( Motrise lever one side knob cylinder & one side key finish in SS ) of approved make including all fixing arrangement complete in all respect. |  | No | 8 | 0 | 8 | 11000 | 88000
[6 empty] | 0 |  | 0
4.11 | Providing & fixing Double action spring hinges of approved make including all fixing arrangement complete in all respect as per approved drawing and as directed by EIC. |  | No | 8 | 0 | 8 | 18000 | 144000
[6 empty] | 0 |  | 0
4.12 | Providing & fixing Designer Handle in 'D' shape made of Brass solid body (as approved), Door Handle Size upto 600mm high and complete in all respact as per as per approved drawing. | For Dining Entry Door | set | RO | 2 | 2 | 10000 | 20000
4.13 | Providing & fixing Door Handle in 'H' shape made of SS solid body with PVD Finish coating as per approved color, Door Handle Size upto 600mm high and complete in all respact as per approved drawing. |  | set | RO | 4 | 4 | 45000 | 180000
[6 empty] | 0 |  | 0
| Total of Door Window Work |  |  |  |  | 0 |  | 4466650.7418
0
5 | OTHER WOOD WORK FOR WALL PANELLING, PARTITIONS & STORAGES |  |  |  |  | 0
0
5.1 | Relwood Cladding : Providing and fixing of Relwood on existing M.S. frame work/wooden framework with adhesive of approved make including all fixing arrangement complete in all respect. (Framework to be paid seperately as per relevent item)
i | 12 mm thick Relwood |  | Sqm | 0 | 728.046 | 728.046 | 2500 | 1820115
ii | 8 mm Thick Relwood |  | Sqm | 0 | 85.954 | 85.954 | 2000 | 171908
5.2 | WOODEN FRAMING : Providing and fixing a 30 x 40 mm hardwood framework consisting of vertical & Horizontal battens placed at 600 mm center-to-center both ways on the wall. Additionally, all hardwood will be treated with an anti-termite treatment and receive one coat of wood primer. The cost includes all necessary tools, tackles, hardware, anti-termite treatment, woodprimer, adhesive, nails, screws, etc., as per detailed drawings and instructions from the engineer in charge. |  | Cum | 0 | 0.18665 | 0.18665 | 355000 | 66260.04
[6 empty] | 0 |  | 0
5.3 | Providing and fixing 1mm thick laminate panelling over existing partition as per approved sample including all fixing arrangement complete in all respect. Only finished area to be measured & paid.( Basic cost of Laminate@ Rs.90/-Sft ). |  | Sqm | 0 | RO | 0 | 1899.65 | 0
[6 empty] | 0 |  | 0
5.4 | Providing & fixing 12mm thick FR Gypsum board over existing partition for paint base including all fixing arrangement complete in all respect. |  | Sqm | 0 | 0 | 0 | 2002.104 | 0
[6 empty] | 0 |  | 0
5.5 | SOILD PVD SHEET CLADDING : Providing Making & fixing/pasting with approved adhesive in position 1mm thick SS Sheet of grade 304 PVD coated with approved colour, shade, texture & finish over 12mm thick base FLEXI Ply board/relwood of approved brand & manufacture, PVD coated sheet shall be wrapped around the base ply frame at site with approved quality adhesive etc complete as per drawings & instructions of Project-in-Charge. cost include the provision of offset spacing for light provision and any back base suface paint in matching shade of PVD finish prior installtion complete as per detail drawing. ( Basic cost of PVD coated SS sheet @ Rs.440/- Sft) (extra for Etched Print design @ 100/- per sft) |  |  |  |  | 0 |  | 0
a. | PVD Coated SS Sheet Cladding Plain |  | sqm | 0 | 10.6755 | 10.6755 | 14000 | 149457
b. | PVD Coated SS sheet Cladding with Etched design Print Texture | Ceiling of Quite Zone (Library), Corridor | sqm | 0 | 54.89 | 54.89 | 15000 | 823350
5.6 | Providing & fixing 1.2mm thick aluminium Skirting PVDF coated (100mm height, gold finish ) / anodised as per approved sample over existing partition including all fixing arrangement complete in all respect. ( Basic cost Aluminium Skirting @ Rs. 450/-Rmtr) |  | Rmt | 0 | 41.58 | 41.58 | 850 | 35343
[6 empty] | 0 |  | 0
5.7 | Providing & fixing Fabric backed Vinyl Wall covering(10.05mtr. X .52mtr ) ( 300gsm) fire Retardant as per approved sample including all fixing arrangement complete in all respect. ( Basic cost of Fabric backed Vinyl Wall covering @ Rs. 110/- per sft ) |  | Sqm | 0 | 162.954 | 162.954 | 3000 | 488862
5.8 | ISLAND COUNTER :- Providing and fixing ISLAND counter storage as per drawing, partly open partly closed storage as per drawing made out of 18 mm thick Relwood fixed with the help of all necessary hardware like nail and fasteners. Counter to be finished by the following details : Counter top and facia of all around counter to be finished by 20 mm thick italian marble and sunken area of counter top to be finished by 1 mm thick laminate of approved make and colour with adhesive of approved make, all internal area of storage (open shelf) to be finished with 20 mm thick italian marble & edges of storage shall be finished by 1 mm thick PVD coated SS sheet (finish : Gold bead Blast), 100 mm high & 1 mm thick PVD coated SS Sheet (Gold bead blast finish) skirting at floor level, including required drawer unit, required open shelves, Louver shutters and required hardware like handle, knobs, magnetic catcher, drawer lock, hinges, drawer channel, shutter lock etc. all are superior quality of approved make, 100 mm high PVd coated SS Sheet skirting at floor level complete in all respect. ( Basic cost of laminate laminate@ Rs.90/-sft & Basic cost of PVD coated SS sheet @ Rs.440/- Sft, Italian Marble (Satuario) basic cost @2500/- per sqft) | Dining Area |  |  |  | 0 |  | 0
a | Size 2550mm long x 1200mm deep x 850mm high |  | Nos | 0 | 2 | 2 | 700000 | 1400000
[6 empty] | 0 |  | 0
5.9 | Vending Station Type 1:- Providing and fixing vending station made out of 18 mm thick relwood board with the help of all necessary hardware like nail and fasteners. Counter top & facia ( 3 exposed facia) to be finished with 20 mm thick italian marble with adhesive and 100 mm high italian marble back splash to be provided at counter top, Open shelf to be finished by italian marble with adhesive of approved make, all internal area of storage to be finished with 1mm thick laminate, Top edges of storage shall be finished by 1 mm thick PVD coated SS sheet (finish : Gold bead Blast) & 100 mm high & 1 mm thick PVD coated SS Sheet (Gold bead blast finish) skirting at floor level, Rate shall include all above mentioned items in description and LED strip light, finger groove, all hardwares, fittings, tools etc complete as per drawing. ( Base price of external surface laminate@ Rs.90/-sft & , Basic cost of PVD coated SS sheet @ Rs.440/- Sft, Italian Marble (Satuario) basic cost @2500/- per sqft) | Premium Lounge |  |  |  | 0 |  | 0
a | Size 2000mm long x 600mm deep x 850mm high |  | Nos | 0 | 1 | 1 | 600000 | 600000
5.1 | Vending station Type 2 :- Providing and fixing vending station made out of 18 mm thick relwood board with the help of all necessary hardware like nail and fasteners. Counter top & facia ( front facia) to be finished with 20 mm thick italian marble with adhesive and Open shelf to be finished by italian marble with adhesive of approved make and 1 mm thick laminate of approved make and colour,100 mm high Italian marble skirting at floor level, Rate shall include all above mentioned items in description and LED strip light, finger groove, all hardwares, fittings, tools etc complete as per drawing. ( Base price of external surface laminate@ Rs.90/-sft & Basic cost Rose gold finish Aluminium Skirting @ Rs. 450/-Rmtr, Italian Marble (Satuario) basic cost @2500/- per sqft, Italian Marble (Swiss brown) basic cost @530/- per sqft) | Executive lounge
a | Size 1670 mm long x 660 mm deep x 850 high |  | Nos | 0 | 1 | 1 | 300000 | 300000
5.11 | JUICE BAR COUNTER : Providing and fixing Juice Bar counter (high counter) structure made in 18 mm relwood counter inner side will be finish in 1mm thick Laminate as approved, all exterior surface along with Top finish with 20mm thick Marble cladding as approved with 2 mm thick diamond shaped molded brass pieces (pensil round edges) on facia of counter as per detail design drawing, Bottom finish with 100 mm high SS PVD Finish Skirting all around complete as per detail drawing. Rate shall include all above mentioned items in description, finger groove, all hardwares, fittings, tools etc complete as per drawing. (Base price of 1mm PVD coated SS sheet @ 440 per per sft) (Laminate @ 90/- persft) Italian Marble (Swiss brown) basic cost @530/- per sqft), (diamond shape brass sheet feature @ 550/- per sft) | Premium Lounge
a | Overall size 2900mm long x 750mm wide x 750/1100mm high |  | Nos | 0 | 1 | 1 | 500000 | 500000
[6 empty] | 0 |  | 0
5.12 | BUFFET COUNTER : Providing and fixing Buffet counter / Vending station structure made in 18 mm thick relwood with openable shutter / Open shelf in front side with the help of all necessary hardware like nail and fasteners. Counter top & exposed facia to be finished with 20 mm thick italian marble with adhesive and 100 mm high italian marble back splash to be provided at counter top, Open Shelf / Storage to be finished by solid surface at base and 1 mm thick laminate of approved colour and make on the other faces of shelf. Edges of storage/shelf shall be finished by 1 mm thick PVD coated SS sheet (finish : Gold bead Blast), 100 mm high italian marble skirting at floor level, Rate shall include all above mentioned items in description and LED strip light, finger groove, all hardwares, fittings, tools etc complete as per drawing. ( Base price of laminate@ Rs.90/-sft & , Basic cost of PVD coated SS sheet @ Rs.440/- Sft, Italian Marble (Satuario) basic cost @2500/- per sqft, Italian Marble (Swiss brown) basic cost @530/- per sqft)
a | Size 6060mm long x 650mm wide x 850mm high | Dining area | Nos | 0 | 1 | 1 | 1425000 | 1425000
b | Size 2330mm long x 650 mm wide x 850mm high | Dining area | Nos | 0 | 1 | 1 | 600000 | 600000
5.13 | BOOK / LIBRARY STORAGE : Providing and fixing book/Library storage with structure made in 18mm thickRelwood with open shelf, The library storage shall be finished with Duco paint of approved colour on all interior and edge of storage (front side) shall be finished with 1mm thick SS PVD Finish Sheet all around as per design / drawing. (Base price of 1mm SS sheet @ 440 per per sft) (Laminate @ 90/- persft) (Overall size 2300mm long x 300mm deep x 2000mm high) | P Lounge area | Nos | 0 | 1 | 1 | 300000 | 300000
5.14 | SINK CABINET (SIDE STATION) : Providing and fixing Spa sink cabinet with structure made in 18mm thickRelwood with semi part of open shelf and box in front side and semi part with Louver shutter to cover the sink vanity as per design. storage inner side / open shelf front and exterior side will be finish in 1mm thick Laminate as approved. item also include the Marble Top along with 100 mm high backsplash and edge latak (drop) with V groove and tapper/round gola polish as per the design and drawing in all respact with required hardware and provsion with cutting for sink and allied fitment complete. (Overall size 1350mm long x 450mm deep x 900mm high), Italian Marble (Swiss brown) basic cost @530/- per sqft) (Laminate @ 90/- persft) | SPA area | Nos | 0 | 1 | 1 | 125000 | 125000
5.15 | Reception Table with movable cabinet (in Curve) :- Providing and fixing Reception Table with movable cabinet ( Size : 3070mm long x 600mm deep x 850/1100mm high) made out of 18mm thick Relwood for required partition, front & sides including necessary shelves with shutter & drawers, Key board tray, all necessary hardware of superior quality like nail, self closing type hinges, S.S. handles, knobs, locks, key board tray , etc. And front facade, sides & top finish with 20mm thick Italian marble stone of approved make, shade & texture including all fixing arrangement, grinding polishing, edge chamfering & polishing & all internal surface to be finished with 1mm thick laminate & all internal and external surface of cabinet and its drawers shall be finished by 1 mm thick laminate of approved make and colour & 100mm high PVD coated SS Sheet ( 1 mm thick) skirting shall be provided at floor level. complete in all respect. Rate shall include all above mentioned items in description and required hardwares, fittings, hinges, drawer handles, knob, locks, telescopic channels, provision for electrical points, required opening in counter top,etc complete as per drawing and as directed by EIC. ( Basic cost of laminate @ Rs. 90/- sft & Italian Marble (Satuario) basic cost @2500/- per sqft & Base price of 1mm PVD coated SS sheet @ 440 per per sft) |  | No | 0 | 1 | 1 | 750000 | 750000
5.16 | Reception (Host) Table with fixed cabinet :- Providing and fixing Reception Table with fixed cabinet ( Size : 1000mm long x 600mm deep x 850/1100mm high) made out of 18mm thick Relwood for required partition, front & sides including necessary shelves with shutter & drawers, Key board tray, all necessary hardware of superior quality like nail, self closing type hinges, S.S. handles, knobs, locks, key board tray , etc. And front facade, sides & top finish with 20mm thick Italian marble stone of approved make, shade & texture including all fixing arrangement, grinding polishing, edge chamfering & polishing & all internal surface to be finished with 1mm thick laminate & all internal and external surface of cabinet and its drawers shall be finished by 1 mm thick laminate of approved make and colour & 100mm high PVD coated SS Sheet ( 1 mm thick) skirting shall be provided at floor level. complete in all respect. Rate shall include all above mentioned items in description and required hardwares, fittings, hinges, drawer handles, knob, locks, telescopic channels, provision for electrical points, required opening in counter top, etc complete as per drawing and as directed by EIC. ( Basic cost of laminate @ Rs. 90/- sft & Italian Marble (Satuario) basic cost @2500/- per sqft & Base price of 1mm PVD coated SS sheet @ 440 per per sft) |  | No | 0 | 1 | 1 | 325000 | 325000
5.17 | Juice Bar Design Element (Shelf) :- Providing and fixing juice bar design element as per following details : 20 mm dia PVD Coated SS hollow pipe grid ( vertical & Horizontal pipes), 6 mm thick mirror pasted on 6 mm thick relwood and 20x20 mm PVd coated SS Square pipe framing, relwood back surface shall be finished with 1 mm thick laminate of approved make and colour, 100 mm high relwood platform finished with 1 mm thick PVD coated SS sheet, at ceiling level 20 mm thick double relwood finished with 1 mm thick PVD coated SS sheet as per drawing Entire sytem to be supported from ceiling with complete requirments as per drawing. Rate shall include all above mentioned items in description, required tools, hardwares, fixing supports etc complete as per drawing and as directed by EIC. | Juice bar (Premium Lounge) |  |  |  | 0 |  | 0
b | Size 1550mm long x 300 mm deep x 3600mm high |  | Nos | 0 | 1 | 1 | 400000 | 400000
[6 empty] | 0 |  | 0
5.18 | LIVE KITCHEN ABOVE COUNTER DESIGN FEATURE : Providing and fixing Live Kitchen above counter design feature made in existing wall / partition supported from ceilng /wall as per following details :- 20x20 mm PVD coated SS section framework shall be fixed on wall, inside these SS framework 6 mm thick relwood to be fixed by adhesive on existing wall. Also the front area shall be finish with 6mm thick Tinted Mirror color as per approved pasted on base of relwood complete as per the detail drawing. . (Base price of 1mm SS sheet PVD finish @ 440 per per sft) ( Tinted Mirror @ 350/- per sft) (Front surface area to be measured and paid) |  | SQM | 0 | 5.5811 | 5.5811 | 30000 | 167433.75
5.19 | Relwood Feature Jaali : Providing Making & fixing the CNC CUT Relwood JAALI made in 20 mm thick Relwood either in single piece or two board pasted together with factory made cnc cut jalli in panel as per the design and drawing, jaali to fix from ceilng/wall/floor as per the requirement and stabilty support with required hardware complete. Entire jaali shall be finish in Duco/PU Polish finish as per the sample approved, and complete as per detail drawing. |  | SQM | 0 | 35.09 | 35.09 | 31000 | 1087790
5.2 | TOILET CUBICAL : Supply & Installation of fixing 18mm box up series Cubical of specified dimensions ( approximately 1200 x 2000mm each ) made from solid grade compact high pressure laminate as per IS:2046 manufactured under high pressure >5MPa and temperature 120degree C with bunch of Kraft papers, impregnated with thermo setting phenolic resin and decorative papers made of cellulose fibre, impregnated with thermosetting melamine resin which provides superior scratch , abrasion, heat, chemical, impact, graffiti moisture resistance along with anti bacterial properties of approved make Marion or equivalent; |  |  |  |  | 0 |  | 0
| DOORS: All doors will be of single colour and made of 18 mm thick Marion HPL compact panel or equivalent with chamfered edges, minimum three SS hinges affixed to pilasters, SS door knob, SS coat hook on each panel of door. The Door will be routed at the vertical ends and the rubber sponge lining will be inserted in the routed ends. |  |  |  |  | 0 |  | 0
| PILASTERS: All pilasters will be made of 18 mm thick Mariono HPL Compact Panel or equivalent and completed with SS made lock set, comprising thumb -turn and occupancy indicator. Pilasters will be anchored to teh floor using steel made L Brackets and box up fixtures used for covering the floor anchored mechanism. All pilasters will be routed at vertical ends to facilitate closure of doors. |  |  |  |  | 0 |  | 0
| DIVIDERS: All intermediate partitions or dividers will be made of 18mm thick Marino or equivalent HPL Compact laminate panels. They are fixed with SS made U-channels at their ends for stability. Design finish as sopecified in teh drawings and sizes etc as per drawings. |  |  |  |  | 0 |  | 0
| HARDWARE & ACCESSORIES : Corner joinery section made of SS grade 304, brush finish, of size 40x16x0.8mm with thick plastic film pasted for surface protection. Wall joinery section with hamming profile of size 21x22x0.8mm, Fixed front panel to be anchored to floor with L Bracket of SS316 and covered with SS316 grade box type plate from all directions with 100 mm clear height from ground, Matt finish surface. SS grade 304 butt hinges Matt finish, coat hook of SS304 grade lacquer finish with rubber stopper, round knob 30mm dia of SS304 grade lacquer finish, SS 304 grade screws, anti-rotation nylon polyamide grade-6 expandable wall plugs etc complete as per approved design, shade, colour, size etc complete |  |  |  |  | 0 |  | 0
| Divider, Pilaster and other fixed panels including doors one number per cubicle |  | Nos | 6 | 0 | 6 | 80000 | 480000
[6 empty] | 0 |  | 0
| Total of other wood work for wall Cladding & Display Rack |  |  |  |  | 0 |  | 12015518.79
0
6 | False ceiling Work |  |  |  |  | 0
0
6.1 | Fire Rated Board Gypsum False Ceiling : Providing and fixing Single Layer Boarding with 12.5mm thick plain and split level with Firebloc gypsum plasterboards, This includes ST50 fully knurled Perimeter Channel (0.50mm thick having one flange of 20mm and another flange of 30mm and a web of 28mm) screw fixed to brick wall/partition/ hanging with existing ceiling / existing MS framework and suspended GI frame with the help of approved screws at 600mm centers. Then suspending ST-50 fully knurled intermediate section (45mm x 0.90mm thick with two flanges of 15mm each) from the soffit at 1220mm centers with ST-50 fully knurled Ceiling L Angle (25x10mmx0.50mm thick) fixed to RCC Slab with USG Boral 227x35x1.5mm Soffit Cleat and 50mm Approved dash Fasteners @ 1200mm Centers respectively. ST-50 profiles are rolled with G.I Steel (120GSM & 230 MPa Yield Strength) Conforming to IS 277. ST-50 fully knurled Ceiling Section (51mm x 0.50mm thick with two flanges of 26mm each) is then fixed to the Intermediate channel with the help of 2.5mm dia wire connecting in a perpendicular direction to the intermediate channel at 457mm centers. 12.5mm thick Firebloc Pasteboards (Conforming to BS 1230 (Parti-1) is screw fixed with 25mm long Drywall screws at 230 mm centers. The screw fixing of gypsum boards to the metal framing at the periphery, openings, and cut edges should be at 150mm centers. All the fire Bloc gypsum plasterboards must be staggered. All joints are to be taped & finished with Paper tape & All-Purpose Joint Compound confirming to ASTM C475. above item include with all the vertical band, curve band, pelmet, cove, split level etc. also wall to wall plan area shall be measured for claim, vendor to quote as per design/dwg. and no extra item/charges will be entartain or approved in any manner. Note : Above item excluding the cost of painting. |  | Sqm | 0 | 557.689 | 557.689 | 2100 | 1171146.9
[6 empty] | 0 |  | 0
6.2 | MOISTURE RESISTANT GYPSUM CEILING : Providing and fixing MR grade gypsum board false ceiling including providing and fixing GI grade 175 (120 gm/m2) perimeter, channels (20 x 30 x 27 x 0.50mm thick) fixed to brick masonry / partition / hanging with existing ceiling / existing M.S. frame work and suspended GI intermediate channel. Rate to include making necessary cut out/opening for light fitting A C diffuser, cove, pelmet, band etc. The cut out to have perimeter channel of size 20x27x30x.5mm all round and supported suitably and finally finished with gypsum board and finally finished with two or more coat of paint (Paint cost excluded) of approved make & shade with required tapping the joints, base primer, putty complete in all respect. Rate quoted should be included for all design work, Nothing to be paid extra for design work. ( Actual Plain Area to be measured & paid ).( Male, Female, & Handicap Toilet false ceiling ) |  | Sqm | 64.35 | 0 | 64.35 | 1668.42 | 107362.827
6.3 | Providing and fixing tiled false ceiling of specified materials of size 595x595 mm in true horizontal level, suspended on inter locking metal grid of hot dipped galvanized steel sections ( galvanized @ 120 grams/ sqm, both side inclusive) consisting of main "T" runner with suitably spaced joints to get required length and of size 24x38 mm made from 0.30 mm thick (minimum) sheet, spaced at 1200 mm center to center and cross "T" of size 24x25 mm made of 0.30 mm thick (minimum) sheet, 1200 mm long spaced between main "T" at 600 mm center to center to form a grid of 1200x600 mm and secondary cross "T" of length 600 mm and size 24x25 mm made of 0.30 mm thick (minimum) sheet to be interlocked at middle of the 1200x600 mm panel to form grids of 600x600 mm and wall angle of size 24x24x0.3 mm and laying false ceiling tiles of approved texture in the grid including, required cutting/making, opening for services like diffusers, grills, light fittings, fixtures, smoke detectors etc. Main "T" runners to be suspended from ceiling using GI slotted cleats of size 27 x 37 x 25 x1.6 mm fixed to ceiling with 12.5 mm dia and 50 mm long dash fasteners, 4 mm GI adjustable rods with galvanised butterfly level clips of size 85 x 30 x 0.8 mm spaced at 1200 mm center to center along main T, bottom exposed width of 24 mm of all T-sections shall be pre-painted with polyester paint, all complete for all heights as per specifications, drawings and as directed by Engineer-in-charge.
| GI Metal Ceiling Lay in perforated Tegular edge global white color tiles of size 595x595 mm and 0.5 mm thick with 8 mm drop; made of GI sheet having galvanizing of 100 gms/sqm (both sides inclusive) and 20% perforation area with 1.8 mm dia holes and having NRC (Noise Reduction Coefficient ) of 0.5, electro statically polyester powder coated of thickness 60 microns (minimum), including factory painted after bending and perforation, and backed with a black Glass fiber acoustical fleece. | Main Kitchen & Live kitchen | Sqm | 146.3 | 0 | 146.3 | 3500 | 512050
[6 empty] | 0 |  | 0
6.4 | POP CEILING ; Providing and making POP Ceiling with GI section of 0.55 mm thick having web of 51.5mm & two flanges of 26mm each with lips of 10.5mm are fixed to the intermediate channels with help of connecting clips and in direction perpendicular to the intermediate channel with centers of 333 mm, entire surface to be cover with rabbit wire mesh fixed to GI Frame and applied POP Puning over the mesh web in even level till dry, cost also include the split level, curve design, cove, cornince, as per design and drawing or as per directions of Project-in-Charge. No Extra payment shall be payble for any vertical, bulkhead,lights & services cutting etc. |  | sqm | 0 | 59.4 | 59.4 | 1900 | 112860
[6 empty] | 0 |  | 0
6.5 | FEATURE IN POP CEILING (Motif) : Providing and fixing motif made by POP (avg dia 1500 mm) as per design. Rate shall include all necessary material, fixing with adhesive etc complete in all respect as per drawing and design. | Executive lounge Ceiling | sqm | 0 | 15 | 15 | 4500 | 67500
[6 empty] | 0 |  | 0
6.6 | ACRYLIC SCREEN IN CEILING : Providing and fixing Acrylic Screen made of Sandwitch with 2 layer of 3mm thick acrylic sheet color as per approved with baclit of provision light in back, SS PVD Finish 1mm thick Jaali sheet to be insert between the acrylic and pasted, panel to be fix with L Angle edge profile of SS PVD finish corner Trim profile complete as per detail drawing. ( Basic cost of PVD coated SS sheet @ Rs.440/- Sft) (Acrylic 3mm thick @ Rs. 80/- per sft) For Feature niche in ceiling |  | sqm | 0 | 0 | 0 | 18014.4048 | 0
[6 empty] | 0 |  | 0
6.7 | RELWOOD CEILING : Providing and fixing Relwood Ceiling made in MS Frame supported to existing sub frame / slab using mechanical fastners with chemical complete in all respact to ensure the Load bearing capacity technical requirements, Frame shall be finish at false ceiling level with 12mm thick Relwood cladding as per design & detail drawing. |  | sqm | 0 | 242.11 | 242.11 | 6500 | 1573715
[6 empty] | 0 |  | 0
6.8 | STRUCTURE SUPPORT WEIGH HANGERS WORKS : Providing and fixing Structure support weigh hanger (Heavy duty) in suspended from Existing Deck / MS Ceiling with bracket (Non Drilling or Puncture on deck ceiling) to support the False ceiling / MEP Services (such as AC Ducts, Cable Tray/Ladders, Lights, Fire fighting pipe/cabling and allied works upto false ceiling level as per the site requirements with design and detail drawing complete in all respact. (Consdering for upto 2.3mtr ht. spacing ). Approx Area 6630 SFT |  | LS | 0 | 1 | 1 | 300000 | 300000
[6 empty] | 0 |  | 0
6.9 | Feature Design Element in Relwood Ceiling : Providing and fixing Feature design element in Existing relwood ceiling made by 12 mm thick relwood, 6 mm thick back painted glass, 4 mm thick acrylic sheet (opal white), and 12 mm thick CNC cut relwood. Rate shall include Including supported beading profile, fixing arrangements, provision for backlit lighting, polish of relwood in wooden/natural colour as per design complete. |  |  |  |  | 0 |  | 0
a | Feature Design Element in Ceiling (Type 1) | P lounge | sqm | 0 | 37.07 | 37.07 | 18000 | 667260
b | Feature Design Element in Ceiling (Type 2) | Dining area | sqm | 0 | 74.8 | 74.8 | 18000 | 1346400
[6 empty] | 0 |  | 0
| Total of False ceiling Work |  |  |  |  | 0 |  | 5858294.727
0
7 | PAINTING WORK |  |  |  |  | 0
0
7.1 | Providing three or more coats of Premium Emulsion paint of approved make & shade including preparation of base by cement based putty & primer complete in all respect. ( Ceiling/wall as per design and site) | PT-01 | Sqm | 99 | 630.192 | 729.192 | 484.38 | 353206.021
7.2 | Painting & applying of texture paint of approved shade of SKK by Japan ( Interior / Exterior grade) consisting of water/Resin based Texture base material which is highly abrasion & scratch resistant with 6 coat system & PU Based clear top coat which shall be highly water repellant, Anti-algae & anti-fungal in nature. The coating shall also cover hairline cracks with application method which includes Surface Preparation, 2 coats of two component silicate based primer, Making groove, 2 coats of Cereskaken & 2 coats of PU based clear to,coat. and complete as per manufacturer recommendation. ( Ceiling/wall as per design and site) |  |  |  |  | 0
a. | Texture Paint Type 1 & 2- ( As per Selection ): Base Rate of Texture paint @ 200/- Per sft, | PT-02, PT-03 | Sqm | 0 | 419.328 | 419.328 | 3230 | 1354429.44
[6 empty] | 0 |  | 0
7.3 | Duco / PU Paint : Providing & Applying Duco / PU Paint as per approved color, shade and sample approve by the Architect, base to be prepare on dry surface with smooth / plain with proper sanding with duco / PU patti 3-4 coat and make it smooth to receive the final finish paint with spray machine including base primer complete as the instructuion by the manufacturer or satisfactory level of finish by the Project Incharge. | PT-04 | SQM | 8 | 80 | 88 | 3768 | 331584
0
| Total of Painting work | [6 empty] | 2039219.461
8 | Misc. Work
8.1 | Providing & filling 50mm thick Fibre Glass wool ( 64kg density ) in M. S. frame work for partition wall for making sound proof |  | Sqm | 0 | 0 | 0 |  | 0
8.2 | Providing & fixing 6mm thick silver back finish looking mirror with adhesive of approved make on relwood as per design including all fixing arrangement complete in all respect. ( Basic cost of looking Mirror @ Rs. 120/- Sqft)
a. | Mirror with relwood - For Ladies toilet full ht mirror |  | Sqm | 15.51 | 0 | 15.51 | 10764 | 166949.64
8.3 | Providing & fixing profile in wall partition,floor,ceiling etc in Rose Gold or approved color finish as per approved sample fixed with adhesive of approved make including all fixing arrangement complete in all respect.
a | Transition Profile : 30 mm wide C profile - For where change in in floor such carpet,wooden floor,tile, stone etc. ( Basic cost of profile @ Rs. 350 Rmtr. ) | SPA area | Rmtr | 0 | 2 | 2 | 1400 | 2800
b | Decorative T Profile :- size 25 mm wide & 9 mm deep - For Ceiling | Reception Area | Rmtr | 0 | 50.05 | 50.05 | 2600 | 130130
[6 empty] | 0 |  | 0
8.4 | Roller Blind : Providing and fixing Roller blind of approved shade, color and fabric. Fabric shall be woven from formulated platisol extruded over a polyaster yarn. The fabric should be weaved to provide subtle view of the side of the blind and should offer elimination of glare and sunlight radiance upto a minimum of 80%. The fabric shall be flame retardant.The fabric should have 3% openess. Roller Tube shall be of extruded Aluminium alloy 38mm O.D with a minimum wall thickness of 1.0mm duly anodised for long life. Clutch shall be wrap spring design with high strength fibreglass reinforced polyster assembly and high carbon steel springs to transmit motion from driving to driven members of clutch mechanism. Clutch shall operate by directionally with the use of an endless beaded chain. Clutch mechanism shall be crash proof, prevent slippage and shall raise and lower smoothly to any desired height.Clutch shall never need adjustment. Installation Brackets shall be of tomised steel powder coated to give superior finish. Bracket shall accommodateoverhead, side or face mounting with clutch assembly on either end of the roller. Bottom of the blind shall be provided with aluminium tube powder coated in a colour matching to the fabric. The fabric shall be enclosed in the suitably created pocket along with the tube. The tube shall be closed from sides with end caps to give a neat look. All complete | P lounge, executive lounge & Dining area | Sqm | 0 | 159.5 | 159.5 | 2000 | 319000
[6 empty] | 0 |  | 0
8.5 | Providing & fitting extra support arrangements for chandlier hangging as per requirements with MS support frame/ Ply support complete with all the fastner hardware as required. |  | nos | 0 | 35 | 35 | 12500 | 437500
[6 empty] | 0 |  | 0
8.6 | Access Panels ; Providing Access Panel Trap Doors with not more than 1/16" shadow/gap on finished surfaces. Panel inlay duplicates wall and ceiling specifications to ensure acoustic integrity. Hardware free finish, opens with concealed touch-latches. The panel can be removed completely for full access. Access Panels arrive ready for installation with factory installed gypsum board inlay. Aluminium extrusion with gypsum board installed. |  |  |  |  | 0 |  | 0
a | Size- 450x450 mm |  | EACH | 0 | 0 | 0 | 5500 | 0
8.7 | MEDIA WALL FEATURE DESIGN ELEMENT : Providing and fixing Media wall Feature design element wall made in Allumunium tubular frame 50x50mm with Relwood boxing /cladding Panneling in inclined / Tapper shape with creating Niche in center and cove all around side as per design and drawing. Also the boxing for Ledge cill below upto 350mm offset from existing panneling /wall in curve shape with provioning of lights inside (lights cost excluded). The center niche will be finish in 1mm thick laminate for back base and cove inside, Edge shall be cover with 1mm thick SS PVD finish sheet L shape coping upto 50x50mm size complete as per the design and detail drawing. | Dining area and corridor | sqm | 0 | 28.3 | 28.3 | 26500 | 749950
8.9 | LIPAN ART ARTISIAN PANNELING : Providing, Applying and making Lipan Art Artisian Panneling on existing Partion/wall with smooth base as per the requirement, Art will be create and form by the proffesional Artist as per the Art/Design selected by the Architect. Art shall be create on Traditional theme with commercial use material for the Non/Low maintainence use. (Base range for Art @ 1500/- per sft) | Corridor | sqm | 0 | 87.516 | 87.516 | 20000 | 1750320
8.1 | LIPAN ART PARTITION DESIGN ELEMENT : Providing and fixing Feature LIPAN ART Partition design element made in Relwood with Traditional Lipan art design cut out with Factory finish panel with CNC / Router cut machine. semi cutout shall be finish with random shape (Round / Diamond/Kite etc) 4mm thick Mirror pasted on cells both side and semi cells with threw on threw cutout as per design. Entire Element shall be finish with PU/Duco or Antique finish Texture paint all over finish area as per approved complete in all respact to design and drawing. | Feature wall in Between Corridor and P lounge | sqm | 0 | 79.2 | 79.2 | 20000 | 1584000
[6 empty] | 0 |  | 0
8.11 | MERCHANDISE DISPLAY : Providing and fixing Feature LIPAN ART Niche design element (Merchantise display) made in Boxing with Relwood upto 295mm thick with NICHE cut out in front as per design with backing feature in niche with LIPAN ART fix with Mirror on cells cutout complete. also the niche border shall be covered and packed with Relwood with arch. Entire Element shall be finish with Antique finish Texture paint as approved complete as per design and detail drawing. | Corridor | sqm | 0 | 9.9 | 9.9 | 26000 | 257400
8.12 | FEATURE SCREEN DESIGN ELEMENT 1 : Providing and fixing Feature Screen design element made in Solid brass Strip of 35mm dia with factory finish pressed leaves as per design. Pressed leaves shall be on half portion of strip, length fix verticaly with ceilnng/bottom support, semi leaves finsh with mirror film pasted both side and Semi leaves with original brass polished look with Antique polish finish complete in all respact as per design requirements. (Overall Size 2600/2700/3100mm long x 3800mm High) | Premium lounge | sqm | 0 | 34.8612 | 34.8612 | 22000 | 766946.4
8.13 | FEATURE SCREEN DESIGN ELEMENT 2 : Providing and fixing Feature Screen design element made in 20x20 mm solid brass pipe in oval shape design and oval shaped 6 mm thick mirror. It shall be fix vertical with ceiling/bottom support, with original brass polished look with Antique polish finish, (Overall Size 1585mm long x 3600mm High) | Dining area | Nos | 0 | 2 | 2 | 200000 | 400000
8.14 | RECEPTION BACK WALL COLOUR FULL DESIGN ELEMENT : Providing and fixing Feature Reception back wall colorfull ART design element made with PVd Coated SS sheet in Kite shape with random sizes and fix on existing stone wall with variable wave form with different sizes as per design. Crystal or Art with Artisian as per advise by the Architect and complete in all respact. (Overall size 4200mm long x 2000mm high as per design) | Reception area | Nos | 0 | 1 | 1 | 350000 | 350000
8.15 | CIRCULAR FEATURE ON WALL : Providing and fixing Circular feature on wall made in LIPPAN ART Panel with Traditional material of Clay/painted with inbuilt design of 4mm thick mirror cut pcs pasted in random shape's as per design, Entire panel is made on 8mm thick Back Relwood panel and fix on wall as per design and drawing complete in all respact. | Premium lounge , Executive lounge |  |  |  | 0 |  | 0
a. | Size 600mm dia, Base Range @ 6500/- Each |  | nos | 0 | 3 | 3 | 12000 | 36000
b. | Size 450mm dia, Base Range @ 5500/- Each |  | nos | 0 | 15 | 15 | 11000 | 165000
c. | Size 300mm dia, Base Range @ 4500/- Each |  | nos | 0 | 16 | 16 | 9000 | 144000
[6 empty] | 0 |  | 0
8.16 | Dining Area Entrance Wall & Door Paneling : Providing and cladding with 20mm thick Marble stone on wall with combination of 12mm wide and 2 mm thick SS PVD Finish strip pasted on Marble with adhesive as sunrise pattern likewise and complete in all respact as per requirements and detail drawing. Rate shall include making of groove as per design for pasting of SS strip. Door craft : made in 1mm thick Designer metal sheet (etching as per detail) pasted on existing flush door with Brass Beading Profile, design shall be in form as per the detail drawing with and complete in all respact as per requrements , Note : Door Hardware is Seperated. (Italian Marble ST02 (Crema Marfil) @ 490/- per sft) (Designer Metal sheet @ 550/- per sft) | Dining Area Entrance | [5 empty] | 0
a. | Wall Panneling Using Marble + SS PVD Finish Strips both side |  | sqm | 0 | 11.088 | 11.088 | 42000 | 465696
b. | For Door Crafting Using Designer Metal Sheet both side |  | sqm | 0 | 7.92 | 7.92 | 35000 | 277200
[6 empty] | 0 |  | 0
8.17 | FROST GLASS FILM : Providing and Pasting Frosted Glass film on Existing Glass partition surface with using Liquid shampoo spraying to set the plotter and wiping process with rubber clipper to ensure all bubble removal and any gap complete in all respact to the satisfaction of Project Incharge. * Face Film appearance 80 micron cast film with frosted. * Back with self Adhesive permanent, acrylic based. * Backing paper one side coated bleached kraft paper, 135 g/m2. * Durability: 15 years (indoor)/ 7 years (outdoor) Make : Avery / 3M / Garware | Existing Glazing Toward Flight Gates & Shower Glazed Door | sqm | 0 | 154 | 154 | 2900 | 446600
8.18 | Glazed Window :- Providing and installation of Fixed Glass window using 10 mm thick non fire rated toughened Glass of approved make and min 1.5mm thickness SS U channel (SS 304) with Concealed sealing (No visible Gaskets/Seals). Glass to be edge polished and finished in plumb. The rates shall also include all required fixing arrangements, hardwares etc complete as per drawing and as directed by EIC. | Kitchen window | SQM | 2.7844 | 0 | 2.7844 | 15000 | 41765.625
8.19 | Signage :- Providing and fixing 1 mm thick SS signage of grade 304 PVD coated with approved colour, shade and texture and engraved letters for Toilet, kitchen, SPA area etc fixed by PVD coated SS stud at the position specified as per drawing and as directed by EIC.
| Size 100x150x1 mm | Loc:- Toilet, Kitchen, SPA | Nos | 10 | 1 | 11 | 5000 | 55000
8.2 | SS Railing - Providing and fixing stainless steel ( Grade 304) railing made of PVD coated Hollow tubes, channels, plates etc., including welding, grinding, buffing, polishing and making curvature (wherever required) and fitting the same with necessary stainless steel nuts and bolts complete, i/c fixing the railing with necessary accessories & stainless steel dash fasteners , stainless steel bolts etc., of required size, on the wall surface with suitable arrangement as per approval of Engineer-in charge, (Rate shall include SS pipe/section/base plate, PVD coating on SS sections, welding, buffing, polishing, nuts, bolts, fasteners etc complete.) (for payment purpose only weight of stainless steel members shall be considered excluding fixing accessories such as nuts, bolts, fasteners etc.) | Near RAMP | Kg | RO | 6.8915 | 6.8915 | 5000 | 34457.5
| Total of Misc. Work |  |  |  |  | 0 |  | 8580715.165
| TOTAL OF ALL WORKS | [6 empty] | 64552166.6677

## Take off_C&I_Toilet & Kitchen
#REF! | [9 empty] | Rise in qty (%)
S.NO | DESCRIPTION OF ITEMS | Unit | No | L/Perimeter | W | D/H | Area |  | Total | 10%
1 | DISMENTLING & CLEANING WORKS
1.01 | Dismentling of Existing Brick/Block walls including the removal of debris and cleaning of the site compete as per site requirements. | cum | [6 empty] | 0 | 0
2 | CIVIL WORK
2.01 | Making ACC block wall in cement mortar 1:4 ( 1 cement : 4 c/sand) of 4" thick block size (2'-0"x8" and width 4"))
| main kitchen | sqm | 1 | 42 |  | 4 |  |  | 168
| ledge wall | sqm | [6 empty] | 0
| wc | sqm | 9 | 1.1 |  | 1 |  |  | 9.9
[8 empty] | Total | 177.9 | 195.69
2.02 | R.C.C- M-20 in lintels, beams, soffits, shelves counters, slabs, staircase, Lintel in arch etc or where ever required I/c required reinforcement as per design & centring shuttering for all levels and height.
1500 x 100 x 100mm
Door lintel
| for doors & opening | Rmt |  | 24.47 |  |  |  |  | 24.47 | 26.917
2.03 | Bend on block walls
Total Block work qty - as above
| main kitchen | sqm | 3 | 42 |  |  |  |  | 126
[8 empty] | Total | 126 | 138.6
2.04 | RCC Counter slab
| (Premium Lounge male & female Toilet ) | sqm | [6 empty] | 2
[8 empty] | Total | 2 | 2.2
2.05 | Basin counter work
| Main Toilet (M,F,D) | Rmt | 8.1 | [5 empty] | 8.1
[8 empty] | Total | 8.1 | 8.91
2.06 | Waterproofing Work
| main kitchen | sqm | 1 | 97.8 |  |  |  |  | 97.8
|  | sqm | 1 | 94.9 | 0.4 |  |  |  | 37.96
| gt,lt,ht | sqm | 1 | 57.4 |  |  |  |  | 57.4
|  | sqm | 1 | 77.5 | 0.4 |  |  |  | 31
| live kitchen | sqm | 1 | 9.7 |  |  |  |  | 9.7
|  | sqm | 1 | 18.2 | 0.4 |  |  |  | 7.28
| less for tuck shop opening | sqm | -1 | 3.5 | 0.4 |  |  |  | -1.4
| P lounge live litchen | sqm | 1 | 13.6 |  |  |  |  | 13.6
|  | sqm | 1 | 16.2 | 0.4 |  |  |  | 6.48
| gt | sqm | 1 | 6.2 |  |  |  |  | 6.2
|  | sqm | 1 | 14.1 | 0.4 |  |  |  | 5.64
| lt | sqm | 1 | 5.6 |  |  |  |  | 5.6
|  | sqm | 1 | 10.9 | 0.4 |  |  |  | 4.36
[8 empty] | Total | 281.62 | 309.782
2.09 | Screeding Work
| Toilets & Kitchen | Cum | 1 |  |  | 0.075 | 197 |  | 14.775
| Toilets & Kitchen | Cum | 1 |  |  | 0.075 | 27 |  | 2.025
[9 empty] | 16.8 | 18.48
2.11 | Providing and applying 15 mm thick cement plaster of mix in 1:4 (1 cement : 4 course sand) at all levels & heights including scaffolding, curing etc. complete as specified.
| main kitchen | sqm | 2 | 42 |  | 4 |  |  | 336
| ledge wall | [7 empty] | 0
| wc | sqm | 9 | 1.1 |  | 1 |  |  | 9.9
| P.Lounge | [7 empty] | 0
| live kitchen | sqm | 1 | 16.2 |  | 4 |  | 2 | 129.6
| LT&GT | sqm | 1 | 16.82 |  | 4 |  | 2 | 134.56
| Less door | sqm | -3 | 1 |  | 2.4 |  | 2 | -14.4
| less kitchen window | sqm | -1 | 2.1 |  | 0.9 |  | 2 | -3.78
[8 empty] | Total | 591.88 | 651.068
2.13 | POP Punning
existing wall
| main kitchen | sqm | 1 | 94.9 |  | 0.3 |  |  | 28.47
|  | sqm | 1 | 54 |  | 2.7 |  |  | 145.8
| less door | sqm | -5 | 1 |  | 2.4 |  |  | -12
[8 empty] | Total | 162.27 | 178.497
2.15 | Block filling
| main kitchen + Gt, Lt, Ht | cum | 1 |  |  | 0.4 | 183 |  | 73.2
| Premium Area Toilet (L & G) | Cum | 1 |  |  | 0.4 | 37 |  | 14.8
[8 empty] | Total | 88 | 96.8
3 | FLOORING & WALL TILES / STONE WORK
3.1 | FLOORING & WALL TILES WORK
TILE FLOORING
P/F Vitrified tiles of approved shade and size for flooring , skirting fixed with cement mortar 12mm thick in 1:4 ratio including filling the joints with grout to match the shade of the tiles to give a smooth surface.
Type 1
i | gt,lt,ht | Sqm |  |  |  |  | 55 |  | 55 | 60.5
WALL TILE
3.4 | wall tile type 2
| Main kitchen | sqm | 1 | 72 |  | 2.7 |  |  | 194.4
| Less Door | sqm | -1 | 3.9 |  | 2.4 |  |  | -9.36
[8 empty] | Total | 185.04 | 203.544
3.5 b | designer tile ceramic 2
| live kitchen (veg & nonveg) | sqm | 1 | 23 |  | 2.7 |  |  | 62.1
| Less Opening | sqm | -1 | 2.9 |  | 1.5 |  |  | -4.35
| Less Door | sqm | -2 | 0.75 |  | 2.4 |  |  | -3.6
| Premium live kitchen | sqm | 1 | 14 |  | 2.7 |  |  | 37.8
| less tuck shop openeing | sqm | -1 | 2.1 |  | 1.5 |  |  | -3.15
| Live kitchen for thali concept | sqm | 1 | 17.8 |  | 2.7 |  |  | 48.06
| Less Window | sqm | -1 |  |  |  | 3.5 |  | -3.5
| Less Door | sqm | -1 |  | 0.9 | 2.4 |  |  | -2.16
[8 empty] | Total | 131.2 | 144.32
Stone Work
3.7 | Granite Cladding (Single Cladding)
| Veg & Nonveg Live Kitchen | sqm | 2 | 4.3 | 0.3 |  |  |  | 2.58
| Premium Lounge Live kitchen | sqm | 1 | 6.9 | 0.3 |  |  |  | 2.07
| Veg & Nonveg Live Kitchen | sqm | 2 | 1.52 | 0.3 |  |  |  | 0.912
| Thali Concept | sqm | 1 | 7.66 | 0.3 |  |  |  | 2.298
[8 empty] | Total | 7.86 | 8.646
a | Granite Cladding Extra over and above the existing granite
| Premium Lounge Live kitchen | sqm | 1 | 6.9 | 0.3 |  |  |  | 2.07
| Veg & Nonveg Live Kitchen | sqm | 2 | 1.52 | 0.3 |  |  |  | 0.912
| Thali Concept | sqm | 1 | 7.66 | 0.3 |  |  |  | 2.298
[8 empty] | Total | 5.28 | 5.808
3.8.1 | 12mm thick Solid surface ( Corian ) - thermoformed
a | commmon toilet basin counter | sqm | 3 | 2.7 | 0.6 |  |  |  | 4.86 | 5.346
b | Basin counter Facia ( Non thermoformed) | sqm | 3 | 2.7 |  | 0.45 |  |  | 3.645 | 4.0095
3.8.2 | 12mm thick Solid surface ( Corian ) Non-thermoformed
| MT + FT ( basin counter wall) | sqm | 3 | 2.7 |  | 2.7 |  |  | 21.87
| MT (WC Side) | sqm | 1 | 4.275 |  | 2.7 |  |  | 11.5425
| FT (WC Side) | sqm | 1 | 2.4 |  | 2.7 |  |  | 6.48
| Disabled Toilet | sqm | 1 | 2.7 |  | 2.7 |  |  | 7.29
[8 empty] | Total | 47.1825 | 51.9008
3.9 a | Marble Flooring Type 1 - ST01
| p lounge toilet lt & gt | sqm |  |  |  |  | 11 |  | 11 | 12.1
3.13 | Marble cladding
Type 1
| Premium Toilet | sqm | 1 | 23.8 |  | 2.7 |  |  | 64.26 | 70.686
3.15 | Marble cladding of Counter and sill
| Counter Top | sqm |  | 2.995 | 0.6 |  |  |  | 1.797
| Counter Facia | sqm |  | 2.995 |  | 0.45 |  |  | 1.3478
| Ledge wall Sill | sqm |  | 2.1 | 0.1 |  |  |  | 0.21
[9 empty] | 3.3548 | 3.6902
3.16 | marble designer Cladding | [7 empty] | 0
| male toilet | sqm |  | 27.5 |  | 2.7 |  |  | 74.25
| Female toilet | sqm |  | 19.4 |  | 2.7 |  |  | 52.38
| DT | sqm |  | 5.8 |  | 2.7 |  |  | 15.66
[9 empty] | 142.29 | 170.748
3.19 | Kota flooring stone - ST08
| Mian kitchen | sqm | 1 |  |  |  | 108 |  | 108
| Veg & Non Veg Live Kitchen | sqm | 1 |  |  |  | 13.2 |  | 13.2
| P Lounge live Kitchen | sqm | 1 |  |  |  | 12.5 |  | 12.5
[9 empty] | 133.7 | 147.07
4 | DOOR WINDOW WORK
4.1 | Door Frame
| Premium L Toilet | sqm | 2 | 5.6 | 0.65 | 0.12 |  |  | 0.8736
| " | sqm | 1 | 5.55 | 0.65 | 0.12 |  |  | 0.4329
| Main Toilet | sqm | 2 | 5.6 | 0.65 | 0.12 |  |  | 0.8736
| " | sqm | 1 | 5.5 | 0.65 | 0.12 |  |  | 0.429
| " | sqm | 1 | 5.85 | 0.65 | 0.12 |  |  | 0.4563
| janitor | sqm | 1 | 5.55 | 0.65 | 0.12 |  |  | 0.4329
[8 empty] | Total | 3.4983 | 3.8481
4.2 | Laminated Door shutter (W/o Vision panel)
| Premium L Toilet | sqm | 2 | 0.8 |  | 2.4 |  |  | 3.84
| " | sqm | 1 | 0.75 |  | 2.4 |  |  | 1.8
| Main Toilet | sqm | 2 | 0.8 |  | 2.4 |  |  | 3.84
| " | sqm | 1 | 0.7 |  | 2.4 |  |  | 1.68
| " | sqm | 1 | 1.05 |  | 2.4 |  |  | 2.52
[9 empty] | 13.68 | 15.048
4.3 | 25mm thick laminate finish door
| janitor | sqm | 2 | 0.75 |  | 2.4 |  |  | 3.6
[8 empty] | Total | 3.6 | 3.96
4.8 | Door closer
| Premium toilet | Nos | 3 | [5 empty] | 3
| Common toilet | Nos | 4 | [5 empty] | 4
| Kitchen & live Kitchen | Nos | 6 | [5 empty] | 6
13
4.9 | Door Lock (Motrise lever one side knob cylinder & one side key finish in rose gold SS )
| Live Kitchen (P lounge) | Nos | 1 | [5 empty] | 1
4.1 | Door lock SS finish
| Premium Lounge Toilets | Nos | 3 | [5 empty] | 3
| Main toilets | Nos | 3 | [5 empty] | 3
| Main kitchen | Nos | 2 | [5 empty] | 2
8
4.11 | Double action spring hinges (Kitchen Main door) | Nos | 8 | [5 empty] | 8
6 | False ceiling Work
6.02 | MR Gypsum Board Ceiling
| All toilets | sqm |  |  |  |  | 58.5 |  | 58.5 | 64.35
6.03 | Metal Grid Ceiling
| Main kitchen & Live kitchen | sqm |  |  |  |  | 133 |  | 133
[8 empty] | Total | 133 | 146.3
7 | Painting work
7.01 | Premium Emulsion paint
| All toilets ceiling | sqm |  |  |  |  | 58.5 |  | 58.5
| Kitchen | sqm |  | 105 |  | 0.3 |  |  | 31.5
[8 empty] | Total | 90 | 99
8.2 | Mirror
| All Toilets | sqm |  | 1.1 |  | 1.2 |  |  | 1.32
| " | sqm |  | 1.85 |  | 1.2 |  |  | 2.22
| " | sqm | 3 | 2.7 |  | 1.2 |  |  | 9.72
| " | sqm |  | 0.7 |  | 1.2 |  |  | 0.84
[8 empty] | Total | 14.1 | 15.51
8.18 | Glazed window
| main Kitchen | Nos | 1 | 2.25 |  | 1.125 |  |  | 2.5312
[8 empty] | Total | 2.5312 | 2.7844
8.19 | Signage
| Toilets | Nos | 5 | [5 empty] | 5
| Live Kitchen | Nos | 3 | [5 empty] | 3
| Main Kitchen | Nos | 2 | [5 empty] | 2
[8 empty] | Total | 10

## Take off_C&I_Lounge
#REF! | [9 empty] | Rise in qty (%)
S.NO | DESCRIPTION OF ITEMS | Unit | No | L/Perimeter | W | D/H | Area | Side/count | Total | 10%
1 | DISMENTLING & CLEANING WORKS
1.01 | Dismentling of Existing Brick/Block walls including the removal of debris and cleaning of the site compete as per site requirements. | cum | [6 empty] | 0 | 0
1.02 | Temprory Barricating till handover | sqm | 1 | 10 |  | 5 |  |  | 50 | 55
2 | CIVIL WORK
2.09 | Screeding Work
| Lounge Area + SPA | Cum | 1 |  |  | 0.05 | 266.8 |  | 13.34
| Ramp | Cum | 1 |  |  | 0.05 | 25 |  | 1.25
[9 empty] | 14.59 | 16.049
2.11 | Providing and applying 15 mm thick cement plaster of mix in 1:4 (1 cement : 4 course sand) at all levels & heights including scaffolding, curing etc. complete as specified.
| AHU / Switch Rm wall main kitchen side | sqm | 1 | 9.7 |  | 4 |  | 1 | 38.8
| less doors | sqm | -2 | 1.8 |  | 2.4 |  | 1 | -8.64
[8 empty] | Total | 30.16 | 33.176
2.12 | Self Leveling
| SPA Area | Sqm | [6 empty] | 43.737 | 48.1107
2.13 | POP Punning : Providing & applying Water Resistant and Quick Drying, Non Curable Type of average upto 12mm thick plaster of Paris and wiremesh at joints of diff. material to the walls and columns in square plumb line and level. The cost to include scraping and removing the existing neeru finish and also the hacking the surface of walls/columns. After leveling, the surfaces to be finished to receive paint . Rate to include provisioning of grooves as per design. The POP puning to be carried out 100mm above the finished ceiling level and not for the area above. | sqm
existing wall
| SPA inside wall toward AHU rm | sqm | 1 | 22 |  | 4 |  |  | 88
| Kitchen outer wall AHU rm lobby side | sqm | 1 | 17.95 |  | 4 |  |  | 71.8
| less door kitchen | sqm | -1 | 1.35 |  | 2.4 |  |  | -3.24
| vending station | sqm | 1 | 8.1 |  | 4 |  |  | 32.4
| P lounge block work outer side live kitchen+toilet | sqm | 1 | 9.29 |  | 4 |  |  | 37.16
| toilet passgae | sqm | 2 | 5 |  | 4 |  |  | 40
|  | sqm | 2 | 0.928 |  | 4 |  |  | 7.424
| less live kitchen window | sqm | -1 | 2.1 |  | 1.55 |  |  | -3.255
| less door kitchen | sqm | -3 | 1 |  | 2.4 |  |  | -7.2
| less toilet passage opening | sqm | -2 | 1.5 |  | 2.4 |  |  | -7.2
|  | sqm | [6 empty] | 0
[8 empty] | Total | 255.889 | 281.4779
2.15 | Block filling
| for ramp area common toilets | cum | 1 | 4 | 2.6 | 0.25 |  |  | 2.6
| for ramp area main kitchen | cum | 1 | 2.488 | 1.36 | 0.25 |  |  | 0.84592
[8 empty] | Total | 3.4459 | 3.7905
3 | FLOORING & WALL TILES / STONE WORK
TILE FLOORING
3.1 | P/F Vitrified tiles of approved shade and size for flooring , skirting fixed with cement mortar 12mm thick in 1:4 ratio including filling the joints with grout to match the shade of the tiles to give a smooth surface.
Type 1
| IT Room | sqm |  |  |  |  | 4 |  | 4
| Executive Lounge | sqm |  |  |  |  | 0.8 |  | 0.8
| Dining area | sqm |  |  |  |  | 4.5 |  | 4.5
[8 empty] | Total | 9.3 | 10.23
3.9 a | Marble Flooring Type 1 - ST01
| Lounge Area | sqm |  |  |  |  | 456 |  | 456 | 501.6
3.9 b | Marble Flooring Type 2- ST02
| dining area | sqm | 1 | 12.8 | 2.46 |  |  |  | 31.488 | 34.6368
3.10 a | Marble Combination flooring ( 01 )
| P Lounge area | sqm | 1 | 45.9 |  |  |  |  | 45.9
|  | sqm | [6 empty] | 0
[8 empty] | Total | 45.9 | 50.49
3.10 b | Marble Combination flooring ( 02 )
| Dining area | sqm | 1 | 74.05 |  |  |  |  | 74.05
0
[8 empty] | Total | 74.05 | 81.455
3.11 | CIRCULAR FEATURE IN FLOOR
| 750 dia inlay flooring | Nos | 10 | [5 empty] | 10
| 600 dia inlay flooring | Nos | 8 | [5 empty] | 8
3.12 b | Marble strips in Flooring
| P Lounge | Rmt |  | 26.6 |  |  |  |  | 26.6
| Dining area | Rmt |  | 35 |  |  |  |  | 35
[9 empty] | 61.6 | 67.76
3.13 c | Marble skiritng - Rs. 350
| Lounge Area ST1 | Sqm | 1 | 86.02 |  |  | 0.1 |  | 8.602
[8 empty] | Total | 8.602 | 9.4622
3.14 | Marble combination Cladding
| Veg and nonveg Counter facia | sqm |  |  |  |  | 2.5 |  | 2.5 | 2.75
3.17 b | Marble curve cladding
| Recp Entry back wall | sqm | 1 | 7.87 |  | 3.8 |  |  | 29.906 | 32.8966
3.18 a | Marble fluted cladding
| Reception back wall | sqm | 1 | 7.725 |  | 3.8 |  |  | 29.355
| Reception Front wall | sqm | 1 | 13.5 |  | 3.8 |  |  | 51.3
| POD Area | sqm | 1 | 5.8 |  | 3 |  |  | 17.4
| Executive Lounge & Passage Curved Prtsn | sqm | 1 | 28.3 |  | 3.8 |  |  | 107.54
| Less Media wall | sqm | -1 |  |  |  | 13 |  | -13
| Vending Area | sqm | 1 | 7.4 |  | 3.8 |  |  | 28.12
| Dining Area Store wall | sqm | 1 | 8.7 |  | 3.8 |  |  | 33.06
| Dining Area front | sqm | 1 | 11.3 |  | 3.8 |  |  | 42.94
| P Lounge Ledge Wall (near exterior glazing) | sqm | 1 | 25 |  | 0.9 |  |  | 22.5
| Exe Lounge Ledge Wall (near exterior glazing) | sqm | 1 | 12 |  | 0.9 |  |  | 10.8
[9 empty] | 330.015 | 363.0165
3.2 | Carpet Flooring
| SPA | sqm | 1 |  |  |  | 38.6 |  | 38.6 | 42.46
3.21 | RUGS
a | Type 1
| Executive lounge | sqm | 1 |  |  |  | 73.7 |  | 73.7 | 81.07
b | Type 2
| Premium Lounge | sqm | 1 |  |  |  | 65 |  | 65 | 71.5
4 | DOOR WINDOW WORK
4.1 | Door Frame
Laminated Door shutter (W/o Vision panel)
| IT Room | Cum | 1 | 5.6 | 0.65 | 0.12 |  |  | 0.4368
| SPA | Cum | 1 | 5.85 | 0.65 | 0.12 |  |  | 0.4563
| " | Cum | 1 | 4.874 | 0.65 | 0.12 |  |  | 0.38017
| Dining Entrance Door | Cum | 1 | 6.3 | 0.65 | 0.12 |  |  | 0.4914
[9 empty] | 1.7647 | 1.9411
4.2 | Laminated Door shutter (W/o Vision panel)
| IT Room | Cum | 1 | 0.8 |  | 2.4 |  |  | 1.92
| SPA | Cum | 1 | 1.05 |  | 2.4 |  |  | 2.52
| " | Cum | 1 | 0.75 |  | 2.062 |  |  | 1.5465
| Dining Entrance Door | Cum | 1 | 1.5 |  | 2.4 |  |  | 3.6
[9 empty] | 9.5865 | 10.5451
Door closer
| SPA | nos | 1 | [5 empty] | 1
| IT | nos | 1 | [5 empty] | 1
| Dining area entrance Door | nos | 1 | [5 empty] | 1
3
4.9 | Door Lock (Motrise lever one side knob cylinder & one side key finish in rose gold SS )
| SPA | Nos | 1 | [5 empty] | 1
| IT room | Nos | 1 | [5 empty] | 1
| Veg & Nonveg live Kitchen | Nos | 2 | [5 empty] | 2
4
4.12 | Designer Handle in 'D' shape made of SS solid body with PVD Finish
| For Dining Entry Door | Set | 2 | [5 empty] | 2
4.13 | H shape SS Gold finish Handle
| Kitchen | Set | 1 | [5 empty] | 1
| SPA | Set | 1 | [5 empty] | 1
| Live Kitchen (Veg & nonveg) | Set | 2 | [5 empty] | 2
4
5 | OTHER WOOD WORK FOR WALL PANELLING, PARTITIONS & STORAGES
5.1 a | Relwood Cladding 12 mm
single side
| Reception & POD Area | Sqm |  | 24 |  | 4.1 |  |  | 98.4
| Media wall & Merchandise | Sqm |  | 11.2 |  | 4.1 |  |  | 45.92
| SPA | Sqm |  | 3 |  | 4.1 |  |  | 12.3
| Double side | [7 empty] | 0
| POD Area | Sqm | 2 | 5.5 |  | 3 |  |  | 33
| " | Sqm | 2 | 1.9 |  | 0.9 |  |  | 3.42
| P Lounge & Passage partition | Sqm | 2 | 12.1 |  | 4.1 |  |  | 99.22
| Exe. Lounge & Passage Partition | Sqm | 2 | 14.7 |  | 4.1 |  |  | 120.54
| SPA | Sqm | 2 | 20.2 |  | 4.1 |  |  | 165.64
| Dining area | Sqm | 2 | 6.5 |  | 4.1 |  |  | 53.3
| Above Buffet Counter (Near dining area) arch | Sqm | 1 |  |  |  | 4.2 |  | 4.2
| Column Boxing | Sqm | 4 | 1.8 |  | 3.6 |  |  | 25.92
[9 empty] | 661.86 | 728.046
5.1 b | Relwood Cladding 8 mm
| Arch on Premium Lounge (Glazing side) | Sqm | 2 | 5.9 |  | 4.1 |  |  | 48.38
| Less Opening | Sqm | -10 |  |  |  | 3.11 |  | -31.1
| Arch on Exe Lounge (Glazing side) | Sqm | 2 | 5.9 |  | 4.1 |  |  | 48.38
| Less Opening | Sqm | -10 |  |  |  | 3.11 |  | -31.1
| Arch on Dining area (Glazing side) | Sqm | 2 | 12.9 |  | 4.1 |  |  | 105.78
| Less Opening | Sqm | -20 |  |  |  | 3.11 |  | -62.2
[9 empty] | 78.14 | 85.954
5.2 | Wooden Framework
| Above Buffet Counter (Near dining area) arch | Cum | 17 | 4.2 | 0.03 | 0.04 |  |  | 0.08568
|  | Cum | 7 | 10 | 0.03 | 0.04 |  |  | 0.084
[9 empty] | 0.16968 | 0.18665
5.5 a | PVd Coated SS Sheet
Plain SS PVD coated
| Media wall (Corridor) | Sqm |  | 15.5 | 0.15 |  |  |  | 2.325
| Skirting on media wall | Sqm |  | 7.4 | 0.2 |  |  |  | 1.48
| Media wall (dining area) | Sqm |  | 15.2 | 0.1 |  |  |  | 1.52
| P Lounge Partition Edge | Sqm | 2 |  | 0.1 | 3.8 |  |  | 0.76
| " | Sqm | 2 |  | 0.15 | 3.8 |  |  | 1.14
| Exe lounge | Sqm | 4 |  | 0.15 | 3.8 |  |  | 2.28
| Merchandise | Sqm |  | 10 | 0.02 |  |  |  | 0.2
[9 empty] | 9.705 | 10.6755
5.5 b | PVD Etched
| Quite Zone (Library) P Lounge | Sqm |  |  |  |  | 17.5 |  | 17.5
| Corridor | Sqm |  |  |  |  | 32.4 |  | 32.4
[9 empty] | 49.9 | 54.89
5.6 | Alu Skirting
| SPA | Rmt |  | 29 |  |  |  |  | 29
| IT Room | Rmt |  | 8.8 |  |  |  |  | 8.8
[9 empty] | 37.8 | 41.58
5.7 | Wallpaper
| SPA area | Sqm |  | 27 |  | 3.8 |  |  | 102.6
| POD Seating | Sqm | 3 | 3.7 |  | 3.8 |  |  | 42.18
| Buffet Counter Wall | Sqm | 2 | 0.7 |  | 2.4 |  |  | 3.36
[9 empty] | 148.14 | 162.954
5.8 | IsLand Counter
| Dining area | Nos | [6 empty] | 2
5.18 | LIVE KITCHEN ABOVE COUNTER DESIGN FEATURE :
| Dining Area Veg & Non veg Counter | Sqm |  | 2.97 |  | 1.2 |  |  | 3.564
| " | Sqm | 6 | 0.165 |  | 1.525 |  |  | 1.5097
[9 empty] | 5.0737 | 5.5811
5.19 | Relwood jaali/MEDIA WALL FEATURE DESIGN ELEMENT :
| Dining area | Sqm | 5 |  |  |  | 2.4 |  | 12
| P lounge | Sqm | 2 |  |  |  | 4 |  | 8
| Exe Lounge | Sqm | 2 |  |  |  | 4 |  | 8
| Above buffet Counter | Sqm | 3 |  |  |  | 1.3 |  | 3.9
[9 empty] | 31.9 | 35.09
6 | False ceiling Work
6.01 | Gypsum False ceiling Work
| Total Lounge Area | sqm | 1 | 685 |  |  |  |  | 685
| less wooden +mirror ceiling - P lounge | sqm | -1 | 33.62 |  |  |  |  | -33.62
| less wooden +mirror ceiling - Exect lounge | sqm | -1 | 35.29 |  |  |  |  | -35.29
| less wooden +mirror ceiling - dining area lounge | sqm | -1 | 68 |  |  |  |  | -68
| less wooden +mirror ceiling - P lounge glazing side | sqm | -1 | 14.8 |  |  |  |  | -14.8
| less wooden +mirror ceiling - passage area | sqm | -1 | 26.3 |  |  |  |  | -26.3
[8 empty] | Total | 506.99 | 557.689
6.04 | POP Ceiling
| Exe Lounge | sqm |  |  |  |  | 54 |  | 54
[8 empty] | Total | 54 | 59.4
6.05 | Feature in POP Ceiling
| Exe Lounge | sqm | 15 | [5 empty] | 15
[8 empty] | Total | 15
6.07 | Wooden ceiling (Relwood) Ceiling
| P Lounge | sqm |  |  |  |  | 55 |  | 55
| Quite Zone (Library) P Lounge | Sqm |  |  |  |  | 17.5 |  | 17.5
| Corridor | Sqm |  |  |  |  | 32.4 |  | 32.4
| Dining Area | sqm |  |  |  |  | 115.2 |  | 115.2
[8 empty] | Total | 220.1 | 242.11
6.09 | Feature Design Element in Relwood Ceiling
a | P lounge Ceiling | Sqm |  |  |  |  | 33.7 |  | 33.7 | 37.07
b | Dining area | sqm |  |  |  |  | 68 |  | 68 | 74.8
7 | Painting work
7.01 | Premium Emulsion paint
| Lounge Area Ceiling | sqm | 1 |  |  |  | 700 |  | 700
| Less | sqm | -1 |  |  |  | 118 |  | -118
| Less | sqm | -1 |  |  |  | 68 |  | -68
| Less | sqm | -1 |  |  |  | 20 |  | -20
Lounge area Walls
| Store | sqm | 1 | 8.2 |  | 3.8 |  |  | 31.16
[9 empty] | 525.16 | 630.192
7.02 | Texture paint
| Lounge area Ceiling | Sqm |  |  |  |  | 67.2 |  | 67.2
| Lounge area wall | Sqm | 1 | 78.4 |  | 3.6 |  |  | 282.24
[9 empty] | 349.44 | 419.328
8 | Misc. Work
8.03 | Transition profile
| Reception | Rmt | 13 | 3.5 |  |  |  |  | 45.5 | 50.05
8.9 | LIPAN ART ARTISIAN PANNELING
| Corridor side Lippon art (opposite to live kitchen P lounge) | Sqm |  | 4.5 |  | 3.6 |  |  | 16.2
| SPA outer Wall | Sqm |  | 17.6 |  | 3.6 |  |  | 63.36
[9 empty] | 79.56 | 87.516
8.1 | LIPAN ART PARTITION DESIGN ELEMENT
| Feature wall in Between Corridor and P lounge | Sqm |  | 20 |  | 3.6 |  |  | 72 | 79.2
8.11 | Merchantise display
| Corridor | Sqm |  |  |  |  | 9 |  | 9 | 9.9
8.12 | FEATURE SCREEN DESIGN ELEMENT 1
| P Lounge | Sqm |  | 8.34 |  | 3.8 |  |  | 31.692 | 34.8612
8.15 | CIRCULAR FEATURE ON WALL : Providing and fixing Circular feature on wall made in LIPPAN ART Panel with Traditional material of Clay/painted with inbuilt design of 4mm thick mirror cut pcs pasted in random shape's as per design, Entire panel is made on 8mm thick Back Relwood Ply panel and fix on wall as per design and drawing complete in all respact.
Premium Lounge
a. | Size 600mm dia, Base Range @ 6500/- Each
| P Lounge | nos | 1 | [5 empty] | 1 | 3
| Exe Lounge | nos | 2 | [5 empty] | 2
b. | Size 450mm dia, Base Range @ 5500/- Each | [7 empty] | 0
| P Lounge | nos | 6 | [5 empty] | 6 | 15
| Exe Lounge | nos | 9 | [5 empty] | 9
c. | Size 300mm dia, Base Range @ 4500/- Each | [7 empty] | 0
| P Lounge | nos | 7 | [5 empty] | 7 | 16
| Exe Lounge | nos | 9 | [5 empty] | 9
8.16 | CRAFTED DOOR / PANNELING : Providing and fixing CRAFTED DOOR / PANNELING as per design Panneling : made in 20mm thick Marble Strip cut in pcs with combination of 13mm wide SS PVD Finish strap pasted on Existing wall for panneling as sunrise pattern likewise Door craft : made in 1mm thick Designer PVD finish metal sheet pasted on door in strip and circular form on existing flush door, design shall be in form as per the detail drawing with and complete in all respact as per requrements. (Marble base range @ 450/- per sft) (Designer Metal sheet @ 550/- per sft)
a. | For Panneling Using Marble + PVD Strips both side
| door + wall area | sqm | 1 | 2.4 |  | 3.6 |  | 2 | 17.28
| less door | sqm | -1 | 1.5 |  | 2.4 |  | 2 | -7.2
[8 empty] | Total | 10.08 | 11.088
b. | For Door Crafting Using Designer Metal Sheet both side | sqm
| less door | sqm | 1 | 1.5 |  | 2.4 |  | 2 | 7.2
[8 empty] | Total | 7.2 | 7.92
8.19 | FROST FILM | sqm
| Entrance side Existing Glazing Toward Flight Gates | sqm | 1 | 20 |  | 6 |  | 1 | 120
| site specific | sqm | 1 | 5 |  | 4 |  | 1 | 20
[8 empty] | Total | 140 | 154
8.19 | Signage
| SPA | Nos | 1 | [5 empty] | 1
[8 empty] | Total | 1
8.19 | SS railing |  | Len |  | Wt/mtr
| Ramp | Kg | 3.5 |  | 1.79 |  |  |  | 6.265
[8 empty] | Total | 6.265 | 6.8915

## Furniture
FURNITURE ITEM WORKS BOQ
General Note :
* Fabric to be considered for Chair & Sofa's not less then @ Rs. 1500/- Rmtr.
* Fabric shall be of Stain free / Fire Retardent Coated Grade of 2Hrs. use only.
* All Furniture Material shall be Premium 'A' Class Category Grade used only.
* Vendor to setup the Mock up for Quality Testing for Architect / Client Approval.
* All the Prices shall be quote in INR Value only, If Material Is Import than Exchange Conversion Rate applicable. (As per the Current Conversion Market Rate of Foreighn Exchange/currency)
* All the Furniture / Items shall be included of any custom duty / Transporatation / Loading - Unloading / Uplifting / Assembling & Fixing, Only GST shall be Extra as per applicable
* Supplier / vendor shall be entitled to provide the protection covering / packaging for delivering to handover till completion for all the furniture works in scope.
* All the Hardwood to be Treated with VIPER Fire Retardant Primer FR 880 and VIPER Finishing Paint FRS 881 Use two coats of Fireguard FR880 Wood Primer followed by 2/3 coats of Fireshield FRS 881 Finishing paint even on prev iously painted/polished surfaces. (FIRESHIELD FRS 881 FINISHING PAINT FR-881 of CPWD-DSR approved ) as per color approved by the Architect.
* All the Wood/Ply Material should be comply to Fire Retardent Protection / Grade only,
* Note : Material Finishes / Fabric color may vary as per Selection / Final approval by the Architect.
S.NO. | ITEM CODE | FURNITURE WORK / DETAIL | UNIT | QTY. | RATE | AMOUNT | IMAGES
1 | F-01 | Supplying & placing at position Lounge sofa as per approved sample ( W 750 x D 750 x H 1500mm )( Premium Lounge - POD Area ) Foam Density :- 32 Legs :- Powder coated MS legs (powder coating min 60 micron) | Per Sofa | 3 | 150000 | 450000 |  | FB-01 FABRIC COLOR : (PORPLE)WC706-005 PLUM | MT-01 METAL COLOR : BLACK , HAIRLINE
2 | F-02 | Supplying & placing at position Round Side table ( 400mm dia x 550mm high ) as per approved sample ( Round SideTable ) ( Premium Lounge - POD Area ) Table top :- 20 mm thick Italian Marble Table Leg :- Solid Wood Leg finished with PU Polish Marble Support :- 4 mm thick PVD Coated SS Sheet (Brushed Gold) | No | 3 | 65000 | 195000 |  | ST-01, ITALIAN MARBLE, COLOR : BROWN MARBLE | WD-01, SOLID WOOD, COLOR : (DARK OAK) VC735-WENGE
3 | F-03 | Supplying & placing at position Lounge sofa with pillow as approved W830xD800xH1500 MM. ( Premium Lounge - Library ) Foam Density :- 32 Legs :- Powder coated MS legs (powder coating min 60 micron) | Per Sofa | 6 | 150000 | 900000 |  | FB-01 FABRIC, COLOR : (DARK BLUE) CARIO-912 PILLOW FABRIC : CARIO-927 | MT-01 METAL COLOR : BLACK , SUPER BLACK
4 | F-04 | Supplying & placing at position Side table ( 400mm dia x H 550mm high ) as per approved sample (Premium Lounge - Library ) Table top :- 20 mm thick Italian Marble Table Leg :- Solid Wood Leg finished with PU Polish & PVD coated SS strip ( 1mm thick, 10 mm wide) Marble Support :- 4 mm thick PVD Coated SS Sheet (Brushed Gold) & PVD coated SS Pipe 30 mm dia | No | 3 | 65000 | 195000 |  | ST-01, ITALIAN MARBLE, WHITE SATUARIO | WD-01, SOLID WOOD, COLOR : VC735-WENGE | MT-01 METAL, COLOR : PVD (BRUSHED GOLD)
0
5 | F-05 | Supplying & placing at position Chair as per approved sample ( W750xD875xH1100 MM. ) ( PREMIUM LOUNGE AREA ) Legs :- PVD coated Metal legs Foam Density :- 32 | No | 24 | 150000 | 3600000 |  | LEATHERETTE , ALLANTE - TUNDRA AL-890 | Pipping Fabric :- Golden (Matching colour with Leg of Chair) | MT-01 METAL, COLOR : PVD (BRUSHED GOLD)
6 | F-06 | Supplying & placing at position Square Center table ( 900mm x 900mm x H 750mm ) as per approved sample ( Premium Lounge area ) Table top :- 20 mm thick Italian Marble Marble support :- 18 mm Thick Plywood Table Leg :- Solid Wood with 4 mm thick venner pasted over it and finished with PU polish Edge Profile :- 1 mm thick PVD Coated SS strip | No | 6 | 170000 | 1020000 |  | ST-01, ITALIAN MARBLE SATUARIO | Edge Profile - MT-01 METAL COLOR : ROSE GOLD , HAIRLINE | WD-01, SOLID WOOD, COLOR : MALAYSIAN OAK
6 | F-07 | Supplying & placing at position High chair ( W 550 x D 580 x H 1030mm ) as per approved sample ( Juice Bar Area ) Legs :- PVD coated SS Pipe Foam Density :- 32 | No | 4 | 72000 | 288000 |  | FB-01 FABRIC, COLOR : (LIGHT GREY) 12-LIMESTONE | MT-01 METAL, COLOR : PVD (BRUSHED GOLD)
0
7 | F-08 | Supplying & placing at position ARMCHAIR as per approved sample ( W 700 x D 650 x H 1150 mm) ( Executive Area ). Legs :- PVD coated SS Pipe Foam Density :- 32 | No | 45 | 150000 | 6750000 |  | FB-01 FABRIC, COLOR : (STEEL GREY) | MT-01 METAL, COLOR : PVD (BRUSHED GOLD)
0
8 | F-09 | Supplying & placing at position Side table ( W 300 x D 1200x H 500mm ) as per approved sample ( Executive Lounge Area ) 18 mm thick commercial ply Boxing finished with 18 mm thick Italian Marble. | No | 21 | 127000 | 2667000 |  | ST-02, ITALIAN MARBLE- CREMA MARFIL | Modular socket Plate : Gold plated
9 | F-9.1 | Supplying & placing at position Side table ( W 300 x D 600x H 500mm ) as per approved sample ( Executive Lounge Area ) 18 mm thick commercial ply Boxing finished with 18 mm thick Italian Marble. | No | 3 | 100000 | 300000 |  | ST-02, ITALIAN MARBLE- CREMA MARFIL | Modular socket Plate : Gold plated
10 | F-10 | Supplying & placing at position Pullman Chair Pod–Leg Base–Screen and Tablet Right Height: 1300mm Width: 900mm Depth: 1300mm Seat Depth: 550mm Seat Height: 450mm ( Executive Lounge ) Legs :- Powder coated MS legs (powder coating min 60 micron) Foam Density :- 32 | No | 4 | 150000 | 600000 |  | FB-01, FABRIC, COLOR : (BLUE)31-CELADON | WD-01 SOLID WOOD COLOR : (Light OAK) | MT-01, METAL, COLOR : BLACK , HAIRLINE
11 | F-11 | Supplying & placing at position Round Side table ( 400mm dia x 550mm high ) as per approved sample ( Round SideTable ) ( Premium Lounge - POD Area ) Table top :- 20 mm thick Italian Marble Table Leg :- Solid Wood Leg finished with PU Polish Marble Support :- 4 mm thick PVD Coated SS Sheet (Brushed Gold) | No | 2 | 65000 | 130000 |  | ST-01, ITALIAN MARBLE, COLOR : BROWN | WD-01, SOLID WOOD, COLOR : (DARK OAK) VC735-WENGE
12 | F-12 | Supplying & placing at position Chair with Foot Stool as per approved sample. Chair Dimension : ( W 780 x D 950 x H 1000mm) Stool Dimension : (W 450 x D 450 X H 450mm) (spa area) Chair & Stool Legs :- Powder coated MS legs (powder coating min 60 micron) Foam Density :- 32 | NO | 5 | 200000 | 1000000 |  | FB-01 LEATHERETTE : (GREY)SENSES BUCK SIN 2 | MT-01 METAL COLOR : BLACK , HAIRLINE
13 | F-13 | Providing & supply chair as per approved sample ( W 600 x D 500 x H 820mm). (Dining Area ) Table Leg :- Metal Leg finished with pvd Gold brush Foam Density :- 32 | Nos | 23 | 72000 | 1656000 | #VALUE! | FB-01, LEATHERETTE - ALLANTE WINE AL-836 | MT-01 METAL, COLOR : PVD (BRUSHED GOLD)
14 | F-14 | Providing & supply chair as per approved sample ( W 600 x D 500 x H 820mm). (Dining Area ) Table Leg :- Metal Leg finished with pvd Gold brush Foam Density :- 32 | Nos | 23 | 72000 | 1656000 | #VALUE! | FB-01 LEATHERETTE - ALLANTE CREAM AL-844 | MT-01 METAL, COLOR : PVD (BRUSHED GOLD)
0
15 | F-15 | Supplying & placing at position Square Center table ( 650mm x 650mm x H 750mm ) as per approved sample ( Dining area ) Table top :- 20 mm thick Italian Marble Marble support :- 18 mm Thick Plywood Table Leg :- Solid Wood with 4 mm thick venner pasted over it and finished with PU polish Edge Profile :- 1 mm thick PVD Coated SS strip | No | 23 | 140000 | 3220000 |  | ST-01, ITALIAN MARBLE SATUARIO | Edge Profile - MT-01 METAL COLOR : ROSE GOLD , HAIRLINE | WD-01, SOLID WOOD, COLOR : MALAYSIAN OAK
16 | F-16 | Providing & supply chair as per approved sample ( W 590 x D 570 x H 900mm). (Dining Area ) Foam Density :- 32 | Nos | 9 | 72000 | 648000 |  | FB-01, FABRIC, COLOR : (BLUE)C153-N10-14 POSEIDON
17 | F-17 | Supplying & placing at position Square Center table ( 650mm x 650mm x H 750mm ) as per approved sample ( Dining area ) Table top :- 20 mm thick Italian Marble Marble support :- 18 mm Thick Plywood Table Leg :- Solid Wood with 4 mm thick venner pasted over it and finished with PU polish Edge Profile :- 1 mm thick PVD Coated SS strip | No | 9 | 150000 | 1350000 |  | ST-01, ITALIAN MARBLE SATUARIO | Edge Profile - MT-01 METAL COLOR : ROSE GOLD , HAIRLINE | WD-01, SOLID WOOD, COLOR : MALAYSIAN OAK
18 | F-18 | Providing & laying PUFFE Ø450xH450MM. (Dining Area) BASE-PVD BRUSHED GOLD Foam Density :- 32 | No | 4 | 45000 | 180000 |  | FB-01, FABRIC, COLOR : (PURPLE)C102-092 EGGPLANT | MT-01 METAL, COLOR : PVD (BRUSHED GOLD)
19 | F-18A | Providing & Placing at position PUFFE : Ø600xH450MM, (Dining Area) Foam Density :- 32 Skirting :- 1 mm thick & 50 mm high PVD coated SS Sheet | No | 2 | 60000 | 120000 |  | FB-02, FABRIC, COLOR : BLUE (C-135N-10-14 POSEIDON) | MT-01 METAL, COLOR : PVD (BRUSHED GOLD)
20 | F-19 | Providing & Placing at position Linear seater sofa (W1975 x D775 x H850 MM. )as per approved sample. ( Dining Area ) Foam Density :- 40 Sofa shall be made by wooden hollow box and finished with 4 mm thick PU polished Veneer. | Nos | 6 | 200000 | 1200000 |  | FB-01, FABRIC COLOR-BEIGE | WD-01, SOLID WOOD, COLOR : MALAYSIAN OAK
0
|  | Total of Furniture Work |  |  |  | 28125000

## Lights
PROJECT : AMD, CIP LOUNGE AT T1, AHEMDABAD AIRPORT
BOQ FOR LIGHT FIXTURES SUPPLY & INSTALLATION WORKS
S.NO |  | ITEM DESCRIPTION | PRODUCT DESCRIPTION | UNIT | QTY. | Rate (INR) | Amount (INR) | Ref IMAGE
A |  | SUB HEAD - LIGHT FIXTURES : SUPPLY & INSTALLATION
Supply, assembling, erection, connecting, testing and commissioning of the following LED light fixtures complete with housing, reflectors, all accessories i.e. copper wound ballast, HPF condensors, starters, holders etc. complete as required (Note : Fixture may vary in actual vs ref image as per final selection / approved by Architect)
A.1 |  | TYPICAL COMMON LIGHT FIXTURES | Brands : Havells / Regent / Philips/ Tisva
1 | Recessed Downlighter | 9W Ceiling light fixture | LED Recessed 8-10W LED, colour temperature of 3000K-4000K, Ø = 100mm Base Price @ 1020/- each | NOS. | 26 | 5000 | 130000
2 | Recessed Downlighter | 9W Circular ceiling light fixture | Recessed Downlighter - LED CRYSTA COB SWIVEL SPOTLIGHT 9 W 4000 K LED Recessed 9W LED, colour temperature of 3000K-4000K, Ø = 78mm Base Price @ 1395/- each | NOS. | 82 | 5000 | 410000
3 | Profile Strip Light | 9W Vertical led cove light reception wall arch. (Length upto 4mtr) | LED Strip Light (9 W) with driver & Pofile , colour temperature of 4000K Aluminium Profile size : 12x8 mm Base Price Strip @ 1050/- roll 5mtr Base Price Profile @ 120/- Per mtr | RM | 60 | 2500 | 150000
4 | LED Strip Light driver | LED Strip Light driver | Tisva LUME LED Driver A23A24VP1 72W 24V ND P20 | NOS. | 102 | 1000 | 102000
5 | Recessed Downlighter | 3W Circular ceiling light fixture | Recessed Downlighter - LED CRYSTA COB SWIVEL SPOTLIGHT 3 W 4000 K LED Recessed 3W LED, colour temperature of 3000K-4000K, Ø = 71mm Base Price @ 450/- each (All the Taxes Inclusive) | NOS. | 21 | 4000 | 84000
6 | Recessed Downlighter | 7W Circular ceiling light fixture | Recessed Downlighter - LED CRYSTA COB SWIVEL SPOTLIGHT 6 W 4000 K LED Recessed 6W LED, colour temperature of 3000K-4000K, Ø = 71mm Base Price @ 1045/- each | NOS. | 37 | 5000 | 185000
7 | Recessed Downlighter | 30W 2x2 light fixture | LED recessed luminaire system power: 18W, colour temperature of 4000K, L = 595mm, B = 595mm, H = 70mm Base Price @ 2500/- each | NOS. | 23 | 5000 | 115000
8 | Profile Strip Light | 14 W LED cove light (for Ceiling) (Length upto 4mtr) | LED STRIP(14 W) with driver & Profile , Warm Daylight (WDL) 4000K , colour temperature of 3000-4000K Aluminium L Profile size : 16x16 mm Base Price Strip @ 1070/- Each Roll 5mtr Base Price Profile @ 110/- Per mtr | RM | 380 | 1500 | 570000
9 | Recessed Floor Light | 1W Floor light fixture | LED Recessed 1W LED, colour temperature of 3000K-4000K, Ø = 30mm, Height -68 mm Base Price Strip @ 2500/- Each | NOS. | 25 | 4000 | 100000
|  | TOTAL FOR COMMON LIGHT FIXTURES |  |  |  | Rs | 1846000
A.2 |  | FEATURE DESIGNER LIGHT FIXTURES | Brands : Custom Light - Zolux / Truemoon or As Equivlant Readymade light - White Teak / Jainsons (Readymade) Imported : PRECIOSA / SWORISKI / DH Gate
1 | Readymade | Table lamp 1 Wings Break Free is a ravishing black and white marble table lamp that just redefines grandeur. This italian marble table lamp mesmerises you with its distinct charm and presence. Flaunting an elegant colour palette of black, white and gold, this italian marble table lamp exudes unparalleled serenity and tranquillity into your decor. The modern table lamp flaunts clean lines and a cleaner form. The table lamp has a golden frame that graciously holds a svelte black marble base and a beautiful off-white fabric shade. This marble table lamp is simply a must-have for your living space. Loc :- Executive Lounge | Product Dimensions Overall Dimensions- Height: 26.5" Base Dimensions- Height: 1" Width: 5" Length: 7" Shade Dimensions- Height: 10" Width: 7.5" Length: 14" Cable Length: 68" Holder & Plug Type E-27 Recommended Bulb LED Only. Dimmer Available? Available. No. of Bulb Holders 1 Bulb Provided Not Provided Package Contents 1 Table Lamp Product Material Black Italian marble body. Metal frame plated in a matte gold finish. Beige coloured fabric shade. Dimmer switch. Product Weight (in Kg) 7.5 Country Of Origin - Imported | NOS. | 24 | 30000 | 720000
2 | Readymade | Table lamp 2 An incredibly beautiful table lamp with a matte gold base and frame, this lamp features a shade made using a veneer of actual natural stone. The stone veneer is created through a painstaking procedure wherein the stone sheet is made thin enough to be translucent and then reinforced with plastic to retain the shape. The golden accents on this shade enhance the beauty of this design beautifully. Loc :- Executive Lounge | Product Dimensions, Overall Dimensions- Height: 25" Diameter: 14.5" Shade Dimension- Height: 7.5" Diameter: 14.5" Base Plate Dimensions- Height: 0.25" Diameter: 9.5" Holder & Plug Type E-27 Recommended Bulb : LED Only. No. of Bulb Holders : 1 Bulb Provided : Provided Package Contents : 1 Premium Stone Veneer Shaded Lamp. Product Material : Metal frame in Matte Gold Finish with Plastic-reinforced Stone Veneer Shades. Product Weight (in Kg) 6 Country Of Origin - Imported | NOS. | 2 | 25000 | 50000
3 | custom - Indian make | Semi arch shape pendant light 1 corridor Code :- P3 Loc :- Corridor | Dimensions :- 2500mm Long in Curve shape x 600mm high + suspension-280 mm/as per site Cutomised > Indian make Material : Crystal Component + Anchor for suspension wire + LED striplight all along the curve + PVD coated SS sheet band + 1 mm thick PVd coated SS sheet Light source -LED striplight all along the curve | NOS. | 3 | 150000 | 450000
4 | custom - Indian make | Semi arch shape pendant light 2 corridor Code :- P4 Loc :- Corridor | Dimensions :- 3656 mm Long in Curve shape x 600mm high +suspension-280 mm/as per site Cutomised > Indian make Material : Crystal Component + Anchor for suspension wire + LED striplight all along the curve + PVD coated SS sheet band + 1 mm thick PVd coated SS sheet Light source - LED striplight all along the curve | NOS. | 4 | 200000 | 800000
5 | custom - Indian make | Semi arch shape pendant light 2 corridor code :- P5 Loc :- Premium Lounge Area | Dimensions : 1866 mm long curve shape x 400mm high + suspension-280 mm/as per site Cutomised > Indian make Material : Crystal Component + Anchor for suspension wire + LED striplight all along the curve + PVD coated SS sheet band + 1 mm thick PVd coated SS sheet Light source -LED striplight all along the curve | NOS. | 8 | 150000 | 1200000
6 | custom - Imported | Reception chandelier light Code :- P1 Loc :- Reception Area | Dimensions : 2070 x 1780 x 930 mm component size : 24/230 mm No of components : 240 pcs Total Running meters : 8.8 meter Cutomised : Imported Light source : LED Strip imported Specification : As per Manufacture Source : (CSS-03)PRECIOSA | NOS. | 1 | 270000 | 270000
7 | custom - Indian make | Chandelier light Code : P5 Loc :- (I land counter )Dining area | Dimensions :- 2500mm Long x 1500mm wide as per design x 600mm high + 450mm high for suspension Cutomised > Indian make Material : 3 mm thick OPAL white Acrylic sheet + 60x40 mm PVD coated SS U section + 5 mm dia PVD coated SS hollow section + PVD coated Suspension Wire Light source : LED Profile | NOS. | 2 | 190000 | 380000
8 | custom - Indian make | Chandelier light Code : P2&P6 Loc :- Dining area & quit zone (premium lounge area) | Dimensions :- 720 mm outer dia as per design x 650mm high + suspension 400mm high Cutomised > Indian make Material : PVD Coated wire mesh + SS strip with PVd coated color as per approved + 1 mm PVD coated SS Sheet cover/cap 5 mm Dia SS Hollow section with PVD coating as per approved colour Light source - led bulb | NOS. | 14 | 175000 | 2450000
|  | TOTAL FOR COMMON LIGHT FIXTURES |  |  |  | Rs | 6320000
Grand Total (Lights) | [6 empty] | 8166000

## Structure
AMD, CIP LOUNGE AT T1, AHEMDABAD AIRPORTSTRUCTURAL MS BOQ |  |  |  | Revision: R4 | DATE:-22-10-2024
SL | DESCRIPTION | UOM | QTY | RATE | AMOUNT
GENERALLY
PREAMBLE NOTES
a | Not with standing Preamble Notes of the Standard Method of Measurement of Building Works, the Contractor shall refer to the Specification and Drawings for full particulars and descriptions of materials and workmanship and shall include for the full intent and meaning the thereof in the prices of the items. | Note
DRAWINGS AND OTHER DOCUMENTS
b | The scope of works includes Civil & Structure for Proposed AMD AIRPORTS T1 | Note
c | The Contractor shall inspect the Technical Specifications and Drawings, visit the site and fully ascertain the nature and extent of the Works, and limitations and restrictions as to means of access, working and storage space and any other relevant factors prior to tendering as no claim of any kind shall be entertained for want of knowledge or ignorance of the conditions under which the Works will be executed. | Note
d | The Contractor shall visit the site and site inspection has been made all the cost towards access are included in the rate | Note
PRICES
e | The cost of Preliminaries is to be covered in this Contract. | Note
f | Clause headings only are given for these items and the Contractors should refer to the relevant Contract Document or Specification clause to ascertain the liability for the duration of the Contract. | Note
SPECIFIC OBLIGATIONS
g | Compliance with all statutory regulations with respect to Civil & Strucutre Contract and employment of labour including but not limited to Labour License, Workmen Compensation, ESI, Transit & storage insurance etc. | Note
h | Submission of specified sets ( hard and electronic copies ) of fabrication / construction drawings, as built drawings, operating and maintenance manuals, test certificates, spare parts lists, replacement cycle information , etc. to the Engineer's satisfaction prior to the issue of taking over certificate. | Note
i | Provision of all materials required for site safety without limiting any requirement to safety items for the Labour, Contractor, Employees. | Note
j | The Contractor shall provide adequate and competent site supervisory and administrative staffs for the proper execution of the works | Note
k | Provision, maintenance and removal of temporary office accommodation for staff, sanitation and other facilities for the workmen and staff. The facilities shall be maintained in a clean and orderly condition. | Note
l | Provision, maintenance and removal of equipment, plant and tools required for the execution of works | Note
m | The Contractor shall provide all necessary labour, plant and tools for the proper and efficient execution of the Works. | Note
n | The Client shall provide land and Contractor shall construct temporary accommodation, all transport for labour and for the movement of plant and equipment to and from site, erection, dismantling, moving about site as necessary | Note
o | Provision, maintenance and removal of temporary stores. | Note
p | Provision of suitable first-aid equipment and all medical aids. | Note
q | All the temporary buildings and other temporary facilities as provided shall be dismantled & removed and the site shall be made good within 1 week of receipt of the Engineer's instruction to remove such buildings. | Note
r | Provision, maintenance and removal of testing facilities, testing equipment and carrying out the required tests in accordance with the contract. | Note
s | Provide all consumables for the equipment till handing over including buffers as specified in the Contract / Specifications. | Note
t | Provide product guarantee / warranty as specified in the Contract / Specifications. | Note
u | Allow for all costs in connection with transport of the plant, equipment and materials to site including all transit insurances | Note
v | Allow for any costs to comply with any other specific obligation in accordance with the contract conditions. | Note
w | Mobilization, demobilization and hire of one no tower crane for nine months and four numbers of spider boom placer for nine months | Item
1 | STRUCTURAL STEEL
a | Cost of all materials, labour, equipment / tools & plants required, conveyance, infrastructure facilities required etc. at all heights and levels.
b | Work at any depth below ground level or any height above ground level and at all levels, heights & elevation and location.
c | Weight of steel will be the measured on weight basis in accordance with IS 1200, but no wastage will be considered.
d | Fabrication of the structural steel items shall be completed in all respects including all associated costs up to delivery at site.
e | Erection of fabricated items shall be carried out including lifting, placing in position, jointing and painting as specified in the Bill of Quantities. No extra cost shall be paid for temporary bracings wherever required.
f | All welding with electrodes shall be in accordance with IS specification and as approved.
g | All structural steel columns shall be shot blasted as per SSPC -SP10( Sa-2-1/2). Rate shall include the same to respective elements.
h | The rate to include the cost of all materials, labour, tools, tackles, devices and plants, wastage etc., as per specification and drawings complete
i | Rate to include shims and packing pieces. No extra on this account will be paid for and rate to include preparation of fabrication drawings for Employer / OE & PMCs approval.
j | The structural steel work shall include built up sections and girders, with gusset plates, base plates, cleats, installing inserts etc., as per drawings. Cost to include fabricating necessary Gusset Plates, Cleats, seating angles, etc., to the required size, shape, alignment etc., as per the drawings
k | 1 Coat (50 micron) of Zinc phosphate primer shall be applied at the welded joints/welded surfaces for Columns
l | Primer to be applied over all exposed surfaces of the CFT columns.
m | Quantities verified by structural consultant/Client In-charge shall be payable only.
n | Contractor to share TEKLA (or equivalent) model for review based on which quantities are estimated.
1.1 | Providing, fabricating and erecting structural steel beams, columns, shear walls, canopy, MEP services, ramps, insert plates, embedded plates, shear angles, base plates, fasteners, stud connectors etc., of readymade / built-up / rolled sections of grade upto Fy 250-450 in position at all levels and at all heights as specified in the drawings conforming to IS 226/800; The rate shall include blasting to SA 2.5 and applying one coat of primer to the CFT columns/walls & beams; main steel, fasteners and miscellaneous items; The rate shall also include the provision of tower cranes for erection as required and described elsewhere; rate is deemed to include all wastages; steel procurement price shall be considered as basic rate provided and any variation between the actual procurement price and this rate shall be paid extra; if steel is provided as free issue, the cost of such steel computed at the basic rate shall be deducted from the overall price after adjustment of rolling margins only; no adjustments shall be permitted for wastages and same shall be considered as included in the rate.
a | Fy-250 Grade MS SECTIONS (Rolled) | MT | 7.917 | 165000 | 1306305
0
| Fy-250 Grade MS SECTIONS (Rolled) FOR CEILING | MT | 2.6 | 165000 | 429000
2 | Anchoring Work
Providing, scanning, drilling and driving of various Dia and Shape Anchor rods / Anchor fastener of HILTI (Chemical anchors - RE500) including all other consumables like chemicals, foils, Grouting materials, using HILTI / Bosch make machinery, tools & plants, all accessories etc. complete at all levels as directed by the Engineer-in-charge.
a | RE 500-Hilti Anchor-10mm dia (150mm anchoring) | Nos | 402 | 1000 | 402000
| TOTAL |  |  |  | 2137305
NOTE:QUANTITIES MAY VARY AFTER FINAL ANALYSIS AND DESIGN
RATES ARE TENTITIVE AND MAY VARY AS PER MARKET

## ELE.
| Project | AMD_T1_LOUNGE
| Date | October' 22, 2024
S.NO | ITEM DESCRIPTION | UNIT | QTY. | Rate (INR) | Amount (INR)
Part I | Electrical
1 | SUB HEAD I - WIRING |  |  |  |  | E | N
1.1 | Wiring for primary light points for Switch controlled points with 2.5 sq. mm LSHF PVC insulated stranded /multi stranded copper conductor 1100 Volt grade wires in IS embossed 25mm dia 16 SWG GI surface /concealed conduit including cost of providing saddles hangers supports from soffit of slab etc for surface conduiting, ceiling conduiting and/or cost of cutting and filling chases for recessed conduiting, and including the cost of Supply and fixing a 6 amp 240 Volt grid plate mounted switch with moulded cover plate in zinc chromate passivated GI box and including the cost of running 1.5 sq. mm LSHF PVC insulated copper earth wire for loop earthing etc. complete as directions of Engineer-in-charge and as required. | nos | 35 | 6000 | 210000 | 9 | 16
1.2 | Wiring for secondary light points with 1.5 sq. mm LSHF PVC insulated stranded/multistranded copper conductor 1100 Volt grade wires in surface/concealed in IS embossed 25mm dia 16 SWG GI conduit including cost of providing saddles hangers supports from soffit of slab etc for surface conduiting, ceiling conduiting and/or cost of cutting and filling chases for recessed conduiting including the cost of running 1.5 sq. mm LSHF PVC insulated copper earth wire for loop earthing etc. complete as directions of Engineer-in-charge and as required. (Normal) | nos | 50 | 3000 | 150000 |  | 43
1.3 | Wiring for secondary light points with 1.5 sq. mm LSHF PVC insulated stranded/multistranded copper conductor 1100 Volt grade wires in surface/concealed in IS embossed 25mm dia 16 SWG GI conduit including cost of providing saddles hangers supports from soffit of slab etc for surface conduiting, ceiling conduiting and/or cost of cutting and filling chases for recessed conduiting including the cost of running 1.5 sq. mm LSHF PVC insulated copper earth wire for loop earthing etc. complete as directions of Engineer-in-charge and as required. (Emergency) | nos | 20 | 3500 | 70000 | 12
1.4 | Wiring for primary light points for DB / Dimmer/ Sensor/ Automation controlled points with 2.5 sq mm LSHF PVC insulated stranded/multi stranded copper conductor 1100 Volt grade wires in IS embossed 25mm dia 16 SWG GI surface/concealed conduit including cost of providing saddles etc for surface conduiting and/or cost of cutting and filling chases for recessed conduiting and including the cost of running 1.5 sq mm LSHF PVC insulated copper earth wire for loop earthing etc. complete as directions of Engineer-in-charge and as required. (Cost of MCB/Switch shall be consider in this item)(Normal) | nos | 217 | 5000 | 1085000 |  | 52
1.5 | Wiring for secondary light points with 1.5 sq. mm LSHF PVC insulated stranded/multistranded copper conductor 1100 Volt grade wires in surface/concealed in IS embossed 25mm dia 16 SWG GI conduit including cost of providing saddles hangers supports from soffit of slab etc for surface conduiting, ceiling conduiting and/or cost of cutting and filling chases for recessed conduiting including the cost of running 1.5 sq. mm LSHF PVC insulated copper earth wire for loop earthing etc. complete as directions of Engineer-in-charge and as required. (Normal) | nos | 665 | 2000 | 1330000 |  | 251
1.6 | Wiring for primary light points for DB/ Dimmer/ Sensor/ Automation controlled points with 2.5 sq mm LSHF PVC insulated stranded/multi stranded copper conductor 1100 Volt grade wires in IS embossed 25mm dia 16 SWG GI surface/concealed conduit including cost of providing saddles etc for surface conduiting and/or cost of cutting and filling chases for recessed conduiting and including the cost of running 1.5 sq mm LSHF PVC insulated copper earth wire for loop earthing etc. complete as directions of Engineer-in-charge and as required. (Cost of MCB/Switch shall be consider in this item). (Emergency) | nos | 12 | 6000 | 72000 | 9
1.7 | Wiring for secondary light points with 1.5 sq. mm LSHF PVC insulated stranded/multistranded copper conductor 1100 Volt grade wires in surface/concealed in IS embossed 25mm dia 16 SWG GI conduit including cost of providing saddles hangers supports from soffit of slab etc for surface conduiting, ceiling conduiting and/or cost of cutting and filling chases for recessed conduiting including the cost of running 1.5 sq. mm LSHF PVC insulated copper earth wire for loop earthing etc. complete as directions of Engineer-in-charge and as required. (Emergency) | nos | 50 | 3500 | 175000 | 44
1.8 | Wiring for 240 volt 6 amp Multistandard single phase and neutral switch socket outlet with 2.5 sq. mm LSHF PVC insulated stranded/multi stranded copper conductor 1100 Volt grade wires in IS embossed 25mm dia 16 SWG GI surface/concealed conduit including cost of providing circuit wiring with 2.5 sq mm LSHF PVC insulated stranded/ multistranded copper conductor 1100 volt grade wires and including the cost of providing saddles etc as required for surface conduiting and/or cost of cutting and filling chases as required and Supply and fixing of a 240 volt 6 amp Multistandard socket outlet with safety shutters and 6 amp 240 volt single pole grid plate mounted switch with moulded cover plate in recessed zinc chromate passivated GI box and including earthing of the 3rd pin with 2.5 sq. mm LSHF PVC insulated copper earth wire conductor wires complete as directions of Engineer-in-charge and as required. | nos | 4 | 6000 | 24000
1.9 | Wiring for 240 volt 6 amp Multistandard single phase and neutral switch socket outlet with 4 sq. mm LSHF PVC insulated stranded/multi stranded copper conductor 1100 Volt grade wires in IS embossed 25mm dia 16 SWG GI surface/concealed conduit including cost of providing circuit wiring with 4 sq mm LSHF PVC insulated stranded/ multistranded copper conductor 1100 volt grade wires and including the cost of providing saddles etc as required for surface conduiting and/or cost of cutting and filling chases as required and Supply and fixing of a 240 volt 6 amp Multistandard socket outlet with safety shutters and 6 amp 240 volt single pole grid plate mounted switch with moulded cover plate in recessed zinc chromate passivated GI box and including earthing of the 3rd pin with 2.5 sq. mm LSHF PVC insulated copper earth wire conductor wires complete as directions of Engineer-in-charge and as required. | nos | 10 | 6000 | 60000
1.1 | Wiring as in Item 1.9 above looped from an adjacent switch socket outlet as required and Supply and fixing of a combined 240 volt 6 amp Multistandard socket outlet with safety shutters and 6 amp 240 volt single pole grid plate mounted switch with moulded cover plate in recessed zinc chromate passivated GI box and including earthing of the 3rd pin with 2.5 sq. mm LSHF PVC insulated copper earth wire conductor wires complete as directions of Engineer-in-charge and as required. | nos | 15 | 3000 | 45000
1.11 | Wiring for a 240 volt 6-16 amp single phase and neutral universal switch socket outlet with 6.0 sq. mm LSHF PVC insulated stranded copper conductor 1100 Volt grade wires in 25 mm dia GI surface/concealed conduit including the cost of providing circuit wiring with 4.0 sq mm LSHF PVC insulated stranded copper conductor 1100 volt grade wires and including cost of providing brackets, saddles etc as required for surface conduiting and/or cost of cutting and filling chases as required and providing and fixing of a combined multi-pin 240 volt 6-16 amp universal socket outlet with safety shutters and 16 amp 240 volt single pole grid plate mounted switch with moulded cover plate in recessed galvanized box and including earthing of the 3rd pin with 4.0 sq mm 1100 volt grade LSHF PVC insulated stranded copper conductor wires complete as directions of Engineer-in-charge and as required. | nos | 75 | 6000 | 450000
1.12 | Wiring as in Item 1.11 above looped from an adjacent switch socket outlet as per specifications and directions of Engineer-in-charge and providing and fixing of a modular type multi-pin 240 Volt 6-16 amp shuttered socket outlet and a modular type 16 amp 240 Volt single pole rocker type switch in a recessed galvanized boxes with internal wiring and moulded front plates complete as directions of Engineer-in-charge and as required. | nos | 65 | 3000 | 195000
1.13 | Wiring for a 240 volt 16 amp single phase and neutral universal switch socket outlet with 4.0 sq. mm LSHF PVC insulated stranded copper conductor 1100 Volt grade wires in 25 mm dia GI surface/concealed conduit including the cost of providing circuit wiring with 4.0 sq mm LSHF PVC insulated stranded copper conductor 1100 volt grade wires and including cost of providing brackets, saddles etc as required for surface conduiting and/or cost of cutting and filling chases as required and providing and fixing of a combined multi-pin 240 volt 6-16 amp universal socket outlet with safety shutters and 16 amp 240 volt single pole grid plate mounted switch with moulded cover plate in recessed galvanized box and including earthing of the 3rd pin with 4.0 sq mm 1100 volt grade LSHF PVC insulated stranded copper conductor wires complete as directions of Engineer-in-charge and as required. | nos | 17 | 6000 | 102000
1.14 | Wiring as in Item 1.13 above looped from an adjacent switch socket outlet as per specifications and directions of Engineer-in-charge and providing and fixing of a modular type multi-pin 240 Volt 16 amp shuttered socket outlet and a modular type 16 amp 240 Volt single pole rocker type switch in a recessed galvanized boxes with internal wiring and moulded front plates complete as directions of Engineer-in-charge and as required. | nos | 13 | 3500 | 45500
1.15 | Supply , Installation, Testing and comissioning of IP 66 EGA Boxes with all standard accessories consisting of following: a) 3 nos 6-16 amp socket with single 16A Switch b) 2nos Data outlets with includes of Data wiring and terminations. Wiring for socket outlet with 4.0 sq. mm LSHF PVC insulated stranded copper conductor 1100 Volt grade wires in 25 mm dia GI surface/concealed Conduit / Raceways including the cost of providing circuit wiring with 4.0 sq mm LSHF PVC insulated stranded copper conductor 1100 volt grade wires and including cost of providing brackets, saddles etc as required for surface conduiting and/or cost of cutting and filling chases as required and providing and fixing of a EGA Box complete as directions of Engineer-in-charge and as required. | nos | RO | 90000 | -
1.16 | Supply , Installation, Testing and comissioning of IP66 Overdesktop pop up Boxes with all standard accessories consisting of following: a) 3nos 6-16 amp socket with two Number 16A Switches (2UPS+1RAW) b) 2nos Data & 1 no. Voice outlets including its wiring and terminations. Wiring for socket outlet with 4.0 sq. mm LSHF PVC insulated stranded copper conductor 1100 Volt grade wires in 25 mm dia GI surface/concealed Conduit / Raceways including the cost of providing circuit wiring with 4.0 sq mm LSHF PVC insulated stranded copper conductor 1100 volt grade wires and including cost of providing brackets, saddles etc as required for surface conduiting and/or cost of cutting and filling chases as required and providing and fixing of a Overdesktop Flip Box complete as directions of Engineer-in-charge and as required. | nos | 5 | 15000 | 75000
1.17 | Supply , Installation, Testing and comissioning of Pop up Boxes/IP 66 floor EGA box on furnitre/wall with all standard accessories consisting of following: a) 2 nos 6-16 amp socket with single 16A Switch b) 2 nos Data outlets with includes of Data wiring and terminations. Wiring for socket outlet with 4.0 sq. mm LSHF PVC insulated stranded copper conductor 1100 Volt grade wires in 25 mm dia GI surface/concealed Conduit / Raceways including the cost of providing circuit wiring with 4.0 sq mm LSHF PVC insulated stranded copper conductor 1100 volt grade wires and including cost of providing brackets, saddles etc as required for surface conduiting and/or cost of cutting and filling chases as required and providing and fixing of a Floor EGA Box/furniture/wall pop up up box complete as directions of Engineer-in-charge and as required. | nos | 45 | 9000 | 405000
1.18 | Supply , Installation, Testing and comissioning of wall/furniture pop up Boxes with all standard accessories consisting of following: a) 1nos 6-16 amp socket with single Switch b) 1nos Data outlet with includes of Data wiring and terminations. Wiring for socket outlet with 4.0 sq. mm LSHF PVC insulated stranded copper conductor 1100 Volt grade wires in 25 mm dia GI surface/concealed Conduit / Raceways including the cost of providing circuit wiring with 4.0 sq mm LSHF PVC insulated stranded copper conductor 1100 volt grade wires and including cost of providing brackets, saddles etc as required for surface conduiting and/or cost of cutting and filling chases as required and providing and fixing of the Box outlets complete as directions of Engineer-in-charge and as required. | nos | 6 | 7000 | 42000
1.19 | Providing and fixing of 2nos. Data outlet plate mounted outlet unit (RJ-45) with moulded cover plate in recessed zinc chromate passivated MS box complete as directions of Engineer-in-charge and as required for Data system. (For Display) | nos | 18 | 4500 | 81000
1.2 | Providing and fixing of 1no. Data outlet plate mounted outlet unit (RJ-45) with moulded cover plate in recessed zinc chromate passivated MS box complete as directions of Engineer-in-charge and as required for Data system. | nos | 30 | 3500 | 105000
1.21 | Providing and fixing of 1no. Voice outlet plate mounted outlet unit (RJ-11) with moulded cover plate in recessed zinc chromate passivated MS box complete as directions of Engineer-in-charge and as required for Data system. | nos | 10 | 3500 | 35000
1.22 | Supplying, laying, testing and commissioning of 4-pair Non-plenum Enhanced Cat 6 unshielded twisted pair computer cable with 24 AWG solid copper conductors in surface/concealed conduit/raceways/modular furniture, including both side terminations complete as directions of Engineer-in-charge and as required. | Mtrs | 3000 | 175 | 525000
1.23 | Supplying, laying, testing and commissioning of RJ-11 telephone cable in surface/concealed conduit/raceways/modular furniture, including both side terminations complete as directions of Engineer-in-charge and as required. | Mtrs | RO | 250
1.24 | Supplying, Installation, testing and commissioning of Networking Rack with network switches/patch panels, I/Os, patch cords, 2nos. PDUs etc including other all accessories including and complete as required. Vendor will workout nos of swicthes & patch cords as per no of points in the BOQ/Drawing. | Lot | 1 | 10000 | 10000
1.25 | Supplying, Installation, testing and commissioning of Occupancy Sensor for light control with all accessories and complete as directions of Engineer-in-charge and as required. | nos | 12 | 7000 | 84000
1.26 | Wiring for a 240 volt 32 amp single phase and neutral switch socket outlet with 6.0 sq. mm LSHF PVC insulated stranded copper conductor 1100 Volt grade wires in 25 mm dia GI surface/concealed conduit including the cost of providing circuit wiring with 6.0 sq mm LSHF PVC insulated stranded copper conductor 1100 volt grade wires and including cost of providing brackets, saddles etc as required for surface conduiting and/or cost of cutting and filling chases as required and providing and fixing of a combined multi-pin 240 volt 32 amp socket outlet with safety shutters and 32 amp 240 volt double pole switch with moulded cover plate in recessed galvanized box and including earthing of the 3rd pin with 6.0 sq mm 1100 volt grade LSHF PVC insulated stranded copper conductor wires complete as directions of Engineer-in-charge and as required. | Nos. | 22 | 7000 | 154000
1.27 | Wiring for a 240 volt 6/16 amp single phase and neutral switch socket outlet with 4.0 sq. mm LSHF PVC insulated stranded copper conductor 1100 Volt grade wires in 25 mm dia GI surface/concealed conduit including the cost of providing circuit wiring with 4.0 sq mm LSHF PVC insulated stranded copper conductor 1100 volt grade wires and including cost of providing brackets, saddles etc as required for surface conduiting and/or cost of cutting and filling chases as required and providing and fixing of a combined multi-pin 240 volt 6/16 amp socket outlet with safety shutters and 16 amp 240 volt single pole switch with moulded cover plate in recessed galvanized box and including earthing of the 3rd pin with 4 sq mm 1100 volt grade LSHF PVC insulated stranded copper conductor wires complete as directions of Engineer-in-charge and as required. | Nos. | 1 | 6000 | 6000
1.28 | Wiring for a 240 volt 25 amp single phase and neutral switch socket outlet with 4.0 sq. mm LSHF PVC insulated stranded copper conductor 1100 Volt grade wires in 25 mm dia GI surface/concealed conduit including the cost of providing circuit wiring with 4.0 sq mm LSHF PVC insulated stranded copper conductor 1100 volt grade wires and including cost of providing brackets, saddles etc as required for surface conduiting and/or cost of cutting and filling chases as required and providing and fixing of a combined multi-pin 240 volt 25 amp socket outlet with safety shutters and 25 amp 240 volt double pole switch with moulded cover plate in recessed galvanized box and including earthing of the 3rd pin with 4.0 sq mm 1100 volt grade LSHF PVC insulated stranded copper conductor wires complete as directions of Engineer-in-charge and as required. | Nos. | 10 | 7000 | 70000
1.29 | Supplying and drawing wiring with single core stranded copper conductor PVC insulated 1100 volt grade LSHF PVC insulated wires in IS embossed suitable dia 16/14 SWG GI surface/concealed conduit including cost of providing saddles etc as required for surface conduiting and/or cost of cutting and filling chases as required including the cost of running copper conductor LSHF PVC insulated loop earthing wire complete as directions of Engineer-in-charge and as required as below.
a) | 2 x 1.5 sq mm with 1 x 1.5 sq mm earth wire | Mtrs | 120 | 400 | 48000
b) | 2 x 2.5 sq mm with 1 x 2.5 sq mm earth wire | Mtrs | 90 | 500 | 45000
c) | 2 x 4 sq mm with 1 x 4.0 sq mm earth wire | Mtrs | 1500 | 400 | 600000
d) | 2 x 6 sq mm with 1 x 6.0 sq mm earth wire | Mtrs | 100 | 800 | 80000
e) | 2 x 10 sq mm with 1 x 10 sq mm earth wire | Mtrs | RO | 900
f) | 4 x 2.5 sq mm with 2 x 2.5 sq mm earth wire | Mtrs | RO | 950
g) | 4 x 4 sq mm with 2 x 4.0 sq mm earth wire | Mtrs | 150 | 1050 | 157500
h) | 4 x 6 sq mm with 2 x 6.0 sq mm earth wire | Mtrs | 300 | 1200 | 360000
i) | 4 x 10 sq mm with 2 x 10 sq mm earth wire | Mtrs | RO | 1500
j) | 4 x 16 sq mm with 2 x 16 sq mm earth wire | Mtrs | RO | 2500
1.3 | Supplying and drawing recessed/surface IS embossed GI conduiting system including cost of providing saddles etc for surface conduiting and/or cost of cutting and filling chases for recessed conduiting and painting complete as directions of Engineer-in-charge and as required as below.
a) | 25 mm 16 SWG | Mtrs | 1000 | 250 | 250000
b) | 32 mm 14 SWG | Mtrs | 400 | 500 | 200000
c) | 40 mm 14 SWG | Mtrs | 400 | 800 | 320000
d) | 50 mm 14 SWG | Mtrs | 50 | 1200 | 60000
1.31 | Supply and fixing GI flexible conduit including all fittings complete as required as below.
a) | 20 mm 16 SWG | Mtrs | 50 | 200 | 10000
b) | 25 mm 16 SWG | Mtrs | 200 | 250 | 50000
c) | 32 mm 14 SWG | Mtrs | 50 | 300 | 15000
d) | 40 mm 14 SWG | Mtrs | 40 | 350 | 14000
e) | 50 mm 14 SWG | Mtrs | RO | 400
1.32 | Supplying and fixing heavy gauge ISI embossed PVC recessed and/or surface conduits including cost of providing saddles etc for surface conduiting and/or cost of cutting and filling chases for recessed conduiting complete as per specifications, as required and as below.
a) | 25 mm 16 SWG | Mtrs | 250 | 200 | 50000
b) | 32 mm 14 SWG | Mtrs | 50 | 300 | 15000
c) | 40 mm 14 SWG | Mtrs | 5 | 350 | 1750
1.33 | Wiring for WC/Urinal sensor points with 1.5 sq. mm LSHF PVC insulated multistranded copper conductor 1100 Volt grade wires in surface/concealed in IS embossed 25mm dia 16 SWG GI conduit including cost of providing saddles, supports etc and/or cost of cutting and filling chases including the cost of running 1.5 sq. mm LSHF PVC insulated copper earth wire for loop earthing etc. complete as directions of Engineer-in-charge and as required. (WC/urinal sensor) | nos | 22 | 7000 | 154000
| TOTAL SUB-HEAD I carried over to Summary |  |  |  | 8035750
B | SUB HEAD-II- CABLES & RACEWAYS
2 | Supply, laying cables on Tray / clamped to wall with suitable clamps saddles and fixing bolts as required and including testing and commissioning of the following 1100 volt grade armoured XLPE insulated and PVC sheathed copper/Aluminium conductor cable complete as required with single core flexible copper wire for Earhting .The costs shall include for all cables to be provided with a 1D gap and shall be properly clamped with cable clamps and ties. Identification tags shall be provided for all cables and route markers for cables in ground.
a) | 3.5C x 240 sqmm AL. AR. XLPE Cable (From existing Nearby Terminal Electrical Panel) | Mtrs | RO | 2500
b) | 3.5C x 150 sqmm AL. AR. XLPE Cable | Mtrs | RO | 1500
c) | 3.5C x 95 sqmm AL. AR. XLPE Cable | Mtrs | 40 | 950 | 38000
d) | 4C x 35 sqmm AL. AR. XLPE Cable | Mtrs | RO | 550
e) | 4C x 25 sqmm AL. AR. XLPE Cable | Mtrs | RO | 420
f) | 4C x 16 sqmm CU. AR. XLPE Cable | Mtrs | 30 | 1800 | 54000
g) | 4C x 10 sqmm CU. AR. XLPE Cable | Mtrs | 50 | 1050 | 52500
h) | 4C x 6 sqmm CU. AR. XLPE Cable | Mtrs | 100 | 650 | 65000
i) | 4C x 4 sqmm CU. AR. XLPE Cable | Mtrs | RO | 500
j) | 3C x 10 sqmm CU. AR. XLPE Cable | Mtrs | RO | 850
2.1 | Supply and laying cables on Tray / clamped to wall with suitable clamps saddles and fixing bolts/ in ground including the cost of digging and back filling with sand and brick protection as required and including testing and commissioning of the following 1100 volt grade armoured XLPE insulated and PVC sheathed Aluminium conductor cable complete as required. The costs shall include for all cables to be provided with a 1D gap and shall be properly clamped with cable clamps and ties. Identification tags shall be provided for all cables and route markers for cables in ground.
a) | 4C x 120 sqmm + 2RX25X3 GI Strip for Earthing | Mtrs | RO | 2000
2.2 | Cable end termination of the following XLPE insulated and PVC sheathed aluminium conductor cable 1100 Volt grade including cost of crimping heavy duty aluminium lugs, nickel plated brass compression glands, insulation tape and all requisite material for completion of termination complete as required and as below, including tagging oif each.
a) | 3.5C x 240 sqmm AL. AR. XLPE Cable | Nos. | RO | 2500
b) | 3.5C x 150 sqmm AL. AR. XLPE Cable | Nos. | RO | 1500
c) | 3.5C x 95 sqmm AL. AR. XLPE Cable | Nos. | 4 | 950 | 3800
d) | 4C x 35 sqmm AL. AR. XLPE Cable | Nos. | RO | 550
e) | 4C x 25 sqmm AL. AR. XLPE Cable | Nos. |  | 420
2.3 | Cable end termination of the following XLPE insulated and PVC sheathed copper conductor cable 1100 Volt grade including cost of crimping heavy duty copper lugs, nickel plated brass compression glands,insulation tape and all requisite material for completion of termination complete as required and as below, including tagging oif each.
a) | 4C x 16 sqmm CU. AR. XLPE Cable | Nos. | 4 | 1600 | 6400
b) | 4C x 10 sqmm CU. AR. XLPE Cable | Nos. | 4 | 650 | 2600
c) | 4C x 6 sqmm CU. AR. XLPE Cable | Nos. | 10 | 400 | 4000
d) | 4C x 4 sqmm CU. AR. XLPE Cable | Nos. | RO | 300
j) | 3C x 10 sqmm CU. AR. XLPE Cable | Nos. | RO | 500
2.4 | Supply and fixing of perforated sheet steel slotted cable trays with vertical sides on both ends as per approved design and GI angle supports spaced 1000 mm apart throughout the length as specified, including the cost of 1 meter GI rod hangers, hooks, dash fasteners, painting etc. for suspension from ceiling complete as required.
a) | 500 mm width x 50 mm depth x 1.6 mm thickness | Mtrs | RO | 3500
b) | 300 mm width x 50 mm depth x 1.6 mm thickness | Mtrs | 85 | 1700 | 144500
c) | 150 mm width x 50 mm depth x 1.6 mm thickness | Mtrs | 20 | 1300 | 26000
d) | 100 mm width x 50 mm depth x 1.6 mm thickness | Mtrs | 15 | 1000 | 15000
GI Raceway & Junction boxes (IP 55)
2.5 | Supply, assembly and laying of under floor/ceiling trunking (comparmentalized) made out of minimum 1.6mm thick pre galavised sheet with enamel paint finish complete with jointing sleeve, horizontal bends, vertical bends, level adjustment components and closer, vertical elbow, covers, access outlet. etc. complete with all other accessories under floor installation including cutting and chasing the floor/ or on surface, making good the same, placing in position and cleaning from inside complete etc. as required. All sizes shall be with 2mm thick covers.
a) | 300 mm x 40 mm - For Power | Mtrs | 60 | 6000 | 360000
b) | 225 mm x 40 mm - For Data | Mtrs | 15 | 3500 | 52500
c) | 225 mm x 40 mm (3 compartment - 1 For Power, 1 for Data, 1 blank) | Mtrs | 20 | 4000 | 80000
d) | 150 mm x 40 mm (3 compartment - 1 For Power, 1 for Data, 1 blank) | Mtrs | 70 | 3500 | 245000
e) | 100 mm x 40 mm (2 compartment - 1 For Power, 1 for Data) | Mtrs | 25 | 3000 | 75000
g) | 75 mm x 40 mm (1 compartment) | Mtrs | 10 | 2000 | 20000
h) | Providing and fixing 350 x 350 x 65 mm deep junction box | Nos | 5 | 8000 | 40000
i) | Providing and fixing 275 x 275 x 65 mm deep junction box | Nos | 10 | 7500 | 75000
j) | Providing and fixing 200 x 200 x 65 mm deep junction box | Nos | 26 | 6000 | 156000
k) | Providing and fixing 150 x 150 x 65 mm deep junction box | Nos | 6 | 4500 | 27000
l) | Providing and fixing 100 x 100 x 65 mm deep junction box | Nos | 2 | 4500 | 9000
m) | Providing and fixing 350 x 350 x 75-100 mm adjustable crossovers | Nos | 2 | 12000 | 24000
| TOTAL SUB-HEAD II carried over to Summary |  |  |  | 1575300
C | SUB HEAD III - DISTRIBUTION SYSTEM & ELECTRICAL PANEL
3.1 | Supply, erection, testing and commissioning of the following sheet steel clad wall recess mounting dust and vermin proof distribution boards constructed from 1.2mm sheet steel IP 42 construction, double door finished with rust proof red oxide coating and two coats of paint with hinged gasketted door and housing the following complete with suitably rated PVC insulated copper busbars with interconnections and neutral bar assembly, earthing terminals complete as approved by Architects. Padlocking facility shall be provided on the door.
a) | 4 WAY TPN | nos | RO | 25000
32 amp TPN 10 kA MCB with thermal magnetic protective releases incoming with 3 single phase banks each comprising of 1-32 amp DP 30 mA RCCB incoming and 12 nos 6/16/20/25/32 amps SP 10 kA MCB with thermal magnetic protective releases out goings.
b) | 8 WAY TPN | nos | RO | 50000
1-32 amp TPN 10 kA MCB with thermal magnetic protective releases incoming with 3 single phase banks each comprising of 1-100 amp DP 30 mA RCCB incoming and 24 nos 6/16/20/25/32 amps SP 10 kA MCB with thermal magnetic protective releases out goings.
c) | 12 WAY TPN | nos | 2 | 35000 | 70000
1-63 amp FP 10 kA MCB with incoming with 3 single phase banks each comprising of 1-63 amp DP 100 mA RCCB incoming and 36 nos 25/32 amps SP 10 kA MCB with thermal magnetic protective releases out goings. (PDB)
d) | 12 WAY TPN | nos | 3 | 35000 | 105000
1-32 amp TPN 10 kA MCB with incoming with 3 single phase banks each comprising of 1-32 amp DP 30 mA RCCB incoming and 36 nos 10/16 amps SP 10 kA MCB with thermal magnetic protective releases out goings. (LDB)
e) | 12 WAY TPN | nos | 1 | 35000 | 35000
1-40 amp TPN 10 kA MCB with incoming with 3 single phase banks each comprising of 1-40 amp DP 30 mA RCCB incoming and 36 nos 10/16 amps SP 10 kA MCB with thermal magnetic protective releases out goings. (EDB)
3.2 | Supply and fixing of following sockets/ isolators in floor/ wall /equipment mounted enclosures (IP-66) with all the neccessry assessories i.e. socket, cable mount etc. (IP Rating of each mentioned below)
3.2.1 | 40 amps, 415 volt, FP isolators - for Airwasher & Scrubber at roof | nos | 2 | 3000 | 6000
3.2.2 | 25 amps, 230 volt, DP isolators | nos | RO | 2000
3.2.3 | 1 no. 6/16 amps switch socket - for Inline fans at roof | nos | 8 | 1500 | 12000
3.2.4 | 1 no. 40 amps TPN industrial socket with 40A TPN MCB (IP-65) (for Kitchen equipments - DW-06, LG-08a, LG-10 & LKT-08)) | nos | 6 | 7000 | 42000
3.2.5 | 1 no. 32 amps 5 Pole industrial socket with 32A MCB (IP-65) (for Kitchen equipments - LG-08) | nos | 2 | 7000 | 14000
3.2.6 | 1 no. 25 amps 5 Pole industrial socket with 25A MCB (IP-65) (for Kitchen equipments- LG-03 & PL-12) | nos | 3 | 6000 | 18000
3.2.7 | 1 no. 32 amps SPN industrial socket with 32A MCB (IP-65) | nos | 1 | 3500 | 3500
3.2.8 | 40 amps, 415 volt, FP isolators (IP 42) - For UPS & AHU | nos | 2 | 3000 | 6000
3.3 | Design, Manufacture, Supply, delivery and coordination for Installation of the following front operated modular compartmentalised construction cubicle type, front access, dead back, 2mm thick steel enclosed free standing / wall mounted, dust and vermin proof, switchboard with IP42/ Specified protection with hinged and lockable doors duly powder coated complete with interconnections, tinned copper crimping lugs, bonding to earth and painting, suitable for use at 415 volts, 3 phase 4 wire 50 Hz system, and to withstand a symetrical fault level of 25 kA
Switchboard shall have provision for entry of cables from the top or bottom as required as per site condition.
All live accessible parts shall be shrouded and all equipment shall be finger touch proof. The Busbars insulation shall be with heat shrinkable sleeves. SMC/DMC shrouds and busbar supports shall be used. Padlocking facility shall be provided on all outgoing feeders doors and switch handles shall be lockable in OFF position
All kA values indicated shall be Ics breaking capacity.
The cost shall include providing and fixing of 75 x 50 x 6 mm channels for switchboard support.
All MCCB shall have rotary handles & extension terminal, phase barrier on both sides as required at site.
GA drawings shall be got approved from Owners/ Architects/ Consultants before fabrication.
All outgoing MCCBs with thermal magnetic based adjustable release MCCB with front operating handle for O/C, S/C & earth fault protection of following capacity and rating, 16 KA (Ics=Icu upto 433 V ) with front operating handle, Spreader links and phase barrier, solid neutral link complete with wiring, connections etc.
Note:- The Manufacturer/Supplier shall supervise the installation, testing and commissioning of the cubicle panels by the electrical contractor/Engineer-in-charge
Electrical Panel
Incomer:
3.3.1 | 1 No. 160 Amps. 4P MCCB '25ka, Icu=Ics with thermal magnetic based release having O/L, S/C, earth fault protection equipped with the following:
3 Nos. Phase indication LED lamps with 2Amp back up MCB, breaker 'ON/OFF/TRIP' indicating light with 2A MCB
Set of Digital flush type class 1.0 accuracy multifunction meter , showing V, A, KW etc. and 3 Nos. cast resin current transformers of 160/ 5 Amp ratio, 15 VA Class 1.0 metering.
Bus Bar :
Electrolytic high conductivity aluminium TP+N rated at 200 amps suitable to with stand symmetrical fault level of 25kA at 415 volts. The neutral busbar is to be of 100% capacity.
Outgoings:
a) | 3 nos 63A 4P 25kA MCCB with all protections.
b) | 2 nos 40A 4P 25kA MCCB with all protections.
c) | 5 nos 32A 4P 25kA MCCB with all protections.
| Electrical Panel as above | Set | 1 | 300000 | 300000
3.4 | UPS 15 kVA
3.4.1 | Supply, installation, testing and commissioning of 15 kVA UPS system comprising of online units with a battery backup of 30 minutes duration for full load and with all standards fittings, accessories, protection, instruments, indications and controls including but not restricted to transformer, rectifier, inverter, SMF battery with float cum boost battery charger, static bypass switch, maintenance bypass, interconnections etc. The UPS shall be suitble for three phase 415V output with variation of + 15% and give constant output supply of 415V + 2%. The UPS shall have 2 earthing connection with two seperate earth pits. | nos | 1 | 500000 | 500000
3.3.2 | Supply, installation, testing & commissioning of MAINTENANCEFREE earthing system with Earthing Electrode dual pipe consist of 3mtr long 77 mm dia outer pipe, 47 mm dia inner pipe, Terminal flat of 38 x 10 mm, the entire construction processed with Hot Dip Galvanization, outer surface upto 100 microns and all inner surface Upto 300 microns, all inner annular space filled with highly conductive and non-corrosive nature crystalline material, along with electrode Moisture Booster compound of 2 x 25 kg bags to fill surround the pipe at the time of installation. (Moisture Booster having its property of moisture retention, conduction and non – corrosive nature) .Also include 300mm x 300mm heavy duty GI frame and heavy duty RCC Pre cast cover, 150mm brick masonry chamber etc. for UPS earthing | nos | 2 | 50000 | 100000
3.3.3 | Supplying and laying of the following earthing strip on cable tray/ wall clamped to wall with suitable clamps saddles and fixing bolts/soldering /riveting in ground including the cost of digging and back filling as required and complete as required to comply with IS 3043:1987. All joints shall be tinned.
a) | 25 mm x 6 mm GI strip (For Main Panel) | Mtrs | 100 | 350 | 35000
b) | 25 mm x 3 mm Cu. Strip (assumed) | Mtrs | 50 | 600 | 30000
c) | 25 mm x 3 mm GI strip (For cable trays) | Mtrs | 100 | 200 | 20000
d) | 6 SWG GI Wire | Mtrs | 30 | 100 | 3000
e) | 8 SWG GI Wire (DBs) | Mtrs | 50 | 100 | 5000
f) | 2R X 1C X 6 sqmm Copper Cable | Mtrs | 40 | 250 | 10000
g) | 4 Sqmm bare, tinned-copper stranded conductor | Mtrs | 80 | 200 | 16000
3.3.4 | Supply and fixing of 1.1 KV grade rubber mat 900 mm wide 6mm thick to withstand 1.1 KV dielectric strength | nos | 1 | 6000 | 6000
| TOTAL SUB-HEAD III carried over to Summary |  |  | Rs. | 1336500
D | SUB HEAD IV - FIRE DETECTION & PA SYSTEM
4 | Fire Detection System
4.1 | Supply, installation, testing and commissioning of 1 Loop wall recess mounting microprocessor based networkable analogue addressable Fire Control Panel having a Fire Alarm Capability of 100/125/150 detectors/devices per loop with each loops length being restricted to 80% of manufacturer specified maximum loop length). The Fire control panel shall have 100% hot redundancy for CPU, load etc. It shall be expandable by minimum 1 additional loops. The operating panel shall have minimum 80 character LCD display, 4 access levels, 1000 events historical logging, flash E-PROM, 240 volts ac power supply, automatic battery charger, 24V sealed lead-acid battery suitable operating the system for 24 hours in emergency condition. The Panel shall be Integrated with the PA System and with suitable power amplifiers for the hooter/strobes.
The Panel shall be Integrated with the BMS System and shall include cost of supply of any additional modules, software and interfaces as required for the same and as required by the Client. The Panel shall provide either or all BACNET/RS485/ LON/MODBUS protocols as required. The panel shall be complete as per specifications and as required.
a) | 1 Loop | nos | 1 | 44858 | 44858
4.2 | Supply, installation, testing and commissioning of plug-in type intelligent analogue addressable multi criteria photo electric cum Smoke detectors including the cost of base plate, 75 mm dia M.S. outlet box for fixing of the detector base, mounting accessories etc. complete as per specifications and as required. | nos | 90 | 5500 | 495000
4.3 | Supply, installation, testing and commissioning of plug-in type intelligent analogue addressable rate of rise cum fixed temperature Heat detectors including the cost of base plate, 75 mm dia M.S. outlet box for fixing of the detector base, mounting accessories etc. complete as per specifications and as required. | nos | 18 | 5000 | 90000
4.4 | Supply, installation, testing and commissioning of Addressable type fault for isolating shorted, dewired and loose circuits between two successive fault isolators with automatic resetting arrangement (base Model) | nos | 12 | 6000 | 72000
4.5 | Supply, installation, testing and commissioning of Addressable type Response indicatior. | nos | 45 | 500 | 22500
4.6 | Supply, installation, testing and commissioning of Duct detector with all accessories. | nos | 4 | 8000 | 32000
4.7 | Supply, installation, testing and commissioning of intelligent analogue addressable Control Modules including the cost of 75 mm dia MS outlet box for fixing of the module, mounting accessories complete as per specifications and as required. | nos | 7 | 7500 | 52500
4.8 | Supply, installation, testing and commissioning of intelligent analogue addressable dry contact Monitor Modules including the cost of 75 mm dia MS outlet box for fixing of the module, mounting accessories complete as per specifications and as required. | nos | 3 | 6000 | 18000
4.9 | Supply, installation, testing and commissioning of recess/surface mounting dust and vermin proof intelligent addressable analogue Manual Pull stations including cost of all required modules, mounting accessories etc including the cost of M.S. outlet box for fixing of the station, mounting accessories etc. complete as per specifications and as required. | nos | 3 | 5500 | 16500
4.1 | Supply, Installation, Testing and commissioning of high intensity hooters cum Strobe Lights with 110 cd. The strobes shall be synchronized for better evacuation. | nos | 3 | 5000 | 15000
4.11 | Supply, laying, testing and commissioning of 2 core 1.5 sqmm copper conductor fire survival cable 1100 volt wires in FRLS PVC embossed black enameled 25mm dia recessed and/or surface conduiting system including cost of providing saddles etc for surface conduiting and/or cost of cutting and filling chases for recessed conduiting as required and including the cost of crimped termination's complete as required. (For FACP & PA system) | Mtrs | 1300 | 225 | 292500
4.12 | Supplying and fixing heavy gauge ISI embossed black enameled Fire Rated PVC recessed and/or surface conduits including cost of providing saddles etc for surface conduiting and/or cost of cutting and filling chases for recessed conduiting complete as per specifications, as required and as below.
a) | 25 mm 16 SWG | Mtrs | RO | 250
4.13 | Supplying and fixing heavy gauge ISI embossed black enameled MS Conduit recessed and/or surface conduits including cost of providing saddles etc for surface conduiting and/or cost of cutting and filling chases for recessed conduiting complete as per specifications, as required and as below.
a) | 25 mm 16 SWG | Mtrs | 450 | 250 | 112500
Public Address system
4.14 | Supply, installation, testing and commissioning of recess/ surface mounting 2W CEILING SPEAKER ,metal grille, dia 150mm and Spring clamps suitable for broadcast of speech and alarm siren including cost of supplying all mounting accessories complete as required. | nos | 40 | 7000 | 280000
4.15 | Supply, installation, testing and commissioning of Wall surface mounting 2W CEILING SPEAKER with 6W/3W optionssuitable for broadcast of speech and alarm siren including cost of supplying all mounting accessories complete as required. | nos | 11 | 4000 | 44000
4.16 | Digital PA System Supply, installation, testing and commissioning of MS Amplifier floor mounted Rack Assembly with 30 minutes power backup including 1 no. CD player unit, 1 nos 300 W or higher POWER AMPLIFIER, connectors, all internal wiring, interconnection etc capable of voice operated priority complete as required. (PA System fully integrated type with Fire Alarm System with facility for automatic override of music for emergency announcements) | nos | 1 | 125000 | 125000
4.17 | Supply, installation, testing and commissioning of CONTROL PANEL with single zone selection, ascending 4 tone chime, emergency microphone, expandable upto 5 zones using expansion control panel complete as required. | nos | 1 | 15000 | 15000
4.18 | Supply, installation, testing and commissioning of Wireless lepal microphone DB technology complete as required | nos | 1 | 15000 | 15000
4.19 | Supply, installation, testing and commissioning of Microphone with table stand | nos | 1 | 12000 | 12000
| TOTAL SUB-HEAD IV carried over to Summary |  |  |  | 1754358
E | SUB HEAD V - CCTV SYSTEM
5.1 | Design, Engineering, Supply, Receiving, handling, storage, installation, testing and commissioning of the CLOSED CIRCUIT TELEVESION (CCTV) SURVEILLANCE SYSTEM with IP based indoor type fixed varifocal dome camera 2MP with resolution 1920x1080, IP67 with 30m IR range for the proposed application with all components, accessories, fixing & mounting accessories etc. as complete as required for the succesfull operation. | nos | 32 | 8500 | 272000
5.2 | Supply of Network Video/Disk Recorder - 32 channel (Including HDD for minimum recording of 30 days) with minimum 500GB Usable Space with all components, accessories, fixing & mounting accessories etc. as complete as required for the succesfull operation. | nos | 1 | 43750 | 43750
5.3 | Supply of Network Video/Disk Recorder - 8 channel (Including HDD for minimum recording of 30 days) with minimum 500GB Usable Space with all components, accessories, fixing & mounting accessories etc. as complete as required for the succesfull operation. | nos | 1 | 20000 | 20000
5.4 | Supplying, laying, testing and commissioning of 4-pair Non-plenum Enhanced Cat 6 unshielded twisted pair with 24 AWG solid copper conductors in surface/concealed conduit/raceways complete as required | Mtrs | 1450 | 150 | 217500
5.5 | Supplying and fixing heavy gauge ISI embossed PVC recessed and/or surface conduits including cost of providing saddles etc for surface conduiting and/or cost of cutting and filling chases for recessed conduiting complete as per specifications, as required and as below.
a) | 25 mm 16 SWG | Mtrs | 400 | 100 | 40000
| TOTAL SUB-HEAD V carried over to Summary |  |  |  | 593250
F | SUB HEAD VI - ACCESS CONTROL SYSTEM
6.1 | Supply, installation, testing and commissioning of Biometric Access Controller Cum Reader with Finger Print Module : 1 GHz, 32 bit, Dedicated DSP processor with 256 bit AES fingerprint data encryption suitable for 2 card reader controller. | nos | 1 | 50000 | 50000
6.2 | Supplying, installing, testing and commissioning of Push Button for Exit complete as required. | nos | 1 | 4000 | 4000
6.3 | Supply , installation, testing and commissioning of Emergency Door release Controller complete as required. | nos | 1 | 3500 | 3500
6.4 | Supply , installation, testing and commissioning of Electromagnet door holder complete as required. | nos | 1 | 7500 | 7500
6.4.1 | Single Leaf Door | nos | 1 | 5000 | 5000
6.4.2 | Double Leaf Door | nos | RO | 10000
6.5 | Supply , installation, testing and commissioning of Magnetic Door Contact complete as required. | nos | 1 | 5000 | 5000
6.6 | Supplying, laying, testing and commissioning of Wiring for Each door upto controller complete as required. | nos | 1 | 25000 | 25000
| TOTAL SUB-HEAD VI carried over to Summary |  |  |  | 100000
G | SUB HEAD VII - LIGHT FIXTURES
NOTE : a) Any of fixtures and fittings shall be re-confirmed with the Architects/ consultants before ordering/installing them. b) All light Fixtures should be approved by consultant / architect/client from the given make list before installations. c) All the marking & cutting of light fixtures should be in electrical contractor's scope.
Installation, testing and commissioning (including fixing flexible wires from holder/junction box to fixtures hardwares and its driver's wiring, installation etc.) of following light fixtures:
7.1 | 5W Floor light fixture | NOS. | 30 | 500 | 15000
7.2 | 6W Table lamp | NOS. | 30 | 500 | 15000
7.3 | 15W Table lamp | NOS. | 4 | 600 | 2400
7.4 | 7W Ceiling light fixture | NOS. | 40 | 500 | 20000
7.5 | 9W Circular ceiling light fixture | NOS. | 90 | 500 | 45000
7.6 | 9W Vertical led cove light- reception wall arch. | NOS. | 23 | 500 | 11500
7.7 | 9W Square ceiling light fixture | NOS. | 30 | 500 | 15000
7.8 | 30W 2x2 light fixture | NOS. | 25 | 500 | 12500
7.9 | Cove light | RM | 450 | 200 | 90000
7.1 | Pendant light fixture (semi circle) -P7 (8Nos.) | RM | 25 | 500 | 12500
7.11 | 25 leaf shape flower pattern feature light | NOS. | 30 | 3000 | 90000
7.12 | 12 leaf shape flower pattern feature light fixture | RM | 385 | 500 | 192500
7.13 | Chandelier light-1 (p6) | NOS. | 12 | 4000 | 48000
7.14 | 10W Mirror light | NOS. | 5 | 250 | 1250
7.15 | Reception chandelier light | NOS. | 2 | 3000 | 6000
7.16 | Island counter chandelier light(double oval shape) | NOS. | 2 | 3000 | 6000
7.17 | Semi arch shape pendant light - corridor | NOS. | 4 | 2500 | 10000
7.18 | Semi arch shape pendant light - corridor | NOS. | 3 | 2500 | 7500
7.19 | Chandelier light-2 (p2)-book shelf area-quit zone | NOS. | 3 | 2500 | 7500
| TOTAL SUB-HEAD VII carried over to Summary |  |  | Rs. | 607650

## HVAC
| Project | AMD_T1_LOUNGE
| Date | October' 22, 2024
S.NO | ITEM DESCRIPTION | UNIT | QTY. | Rate (INR) | Amount (INR)
HVAC
2.0 | PIPING AND VALVES
Z
2.1 | CHILLED WATER PIPING
Supply , Installation, Testing and Commissioning of MS heavy class (Class "C') pipes cut to requird lengths and installed with all welded joints. Quoted price shall be inclusive of supply and fixing in position the necessary fittings like elbows, tees reducers, sockets etc., and hanging arrangement and floor supports as required, rigid PUF saddles, washers and check nuts etc in accordance with the approved shop drawings and specifications. All sleeves in Fire wall/slab shall be sealed using fireproof sealant. Pipes shall be of following sizes :
For Pipe sizes of 80mm dia & above complete "C" channel support shall be provided. For floor supports, supports shall be complete with pipes of adequate size with base plate & vibration isolation pads and "C" channel. All pipe supports channels, fastner etc. to be selected as per support depth & loading as per structural consultant recommendations.
a. | 80mm dia | RM | 20 | 6000 | 120000
b. | 65mm dia | RM | RO | 4900
2.2 | CONDENSATE DRAIN PIPING -GI
.
Supply, Installation , Testing and Commissioning
of GI medium class (Class 'B') pipes cut to requird
lengths and installed with all screwed joints
for condensate drain. Quoted price
shall be inclusive of supply and fixing in
position the necessary fittings like elbows, tees
reducers etc., and supporting arrangement
in accordance with the approved shop drawings
and specifications.Pipes shall be insulated with
9mm thick closed cell elastomeric insulation
in tubing form . Pipes shall be of following sizes :
a. | 50mm dia | RM | 5 | 3300 | 16500
b. | 40mm dia | RM | RO
2.3 | BUTTERFLY VALVES
Providing and fixing in position the following wafer type Butterfly Valves complete with SS-410 disc, companion flanges, nuts, bolts, gaskets etc. as required. Butterfly valves shall confirm to PN -16 rating as per specifications. Quoted price shall be inclusive of insulation for valves associated with chilled water circuit as per the specifications. The valves shall be following sizes.
a. | 80mm dia | No | 5 | 12000 | 60000
b. | 65mm dia | No | RO
2.4 | BALL VALVES (for AHUs)
Supplying , Installaing , Testing and Commissioning
of following Ball Valves in accordance with
the approved shop drawings and specifications.
Quoted price shall be inclusive of insulation as per the specifications.
a. | 40mm dia | No | 6 | 8000 | 48000
b. | 32mm dia | No | RO | 5000
2.5 | BALANCING VALVES
Supplying , Installaing , Testing and Commissioning of following Balancing Valves in accordance with the approved shop drawings and specifications. Balancing valves shall conform to PN-16 rating as per the specifications. Quoted price shall be inclusive of insulation as per the specifications.
a. | 80mm dia | No | RO | 25000
b. | 50mm dia | No | RO | 15000
2.6 | 2/3 WAY DIVERTING VALVES (for AHUs )
Supply , Installation , Testing and Commissioning
of motorised 2/3 way diverting valves with
modulating motor, proportional thermostat and
copper control wiring for air handling units.
Quoted price shall be inclusive of current transformers,
control cabling etc. as required and insulation as per
specifications. The valves shall be of the following sizes :
a. | 80mm dia valves | No | RO | 75000
b. | 65mm dia valves | No | RO | 60000
2.7 | AUTO PURGE VALVES
Supplying , Installaing , Testing and Commissioning
| of 10mm dia automatic purge valves. | No | 2 | 6000 | 12000
2.8 | Y- STRAINER FOR AHUs
Supplying , Installaing , Testing and Commissioning
of following 'Y'- strainers for AHUs as per the
specifications having PN-16 rating. Quoted price shall be
inclusive of insulation as per the specifications.
a. | 80mm dia valves | No | 1 | 18000 | 18000
b. | 65mm dia valves | No | RO | 12000
2.9 | THERMOMETERS
Supplying , Installaing , Testing and Commissioning
of 100mm dia dial type thermometers as per the
| specifications. | No | 2 | 8000 | 16000
2.1 | PRESSURE GAUGES
| Supply , Installation , Testing and Commissioning of industrial type pressure gauges completely in stainless stainless steel (SS) construction with 100mm dia dial and complete with shut off gauge cocks etc. as per the specifications.U tube of pressure gauges shall be insulated. | No | 2 | 7000 | 14000
2.11 | BTU METER
The BTU meter should be a combined heat and cold type static meter using Non-Mechanical (Ultrasonic/Oscillating Jet) measurement principle. The nominal pressure rating should be PN16, IP54 protection. The meter should conform in all aspects to MID certification EN 1434 class2/3. Data logging minimim upto 12 months. The meter (Calculator) shall have an NFC communication. The Calculator to have Battery backup minimum up to 2 months in case of complete power failure and shell life of 10years, 230VAC or 24VAC/VDC power supply operated with integrated Bacnet/modbus module/cloud.
a. | 80mm dia valves | No | 1 | 200000 | 200000
b. | 65mm dia valves | No | RO | 120000
2.12 | Supply, Installation, testing and commissioning of electronic, AUTOMATIC PRESSURE INDEPENDENT BALANCING VALVE type dynamic balancing Valve with integrated 2 way modulating Control valves in a single body. The actuator shall be capable of accepting 2-10VCD, 4- 20 mA electric signal and shall provide similar transduced feedback output signal to control system. The valves & actuators shall be compatible with Building Automation System. HVAC contractor shall ensure the required power supply to the valve for proper working.The minimum close off Pressure of actuator must be 1.5 times shut off head of pump . The valve shall be suitable for following pipe sizes:
a. | 80mm dia valves | No | RO | 120000
b. | 65mm dia valves | No | 1 | 90000 | 90000
c. | 50mm dia valves | No | RO | 75000
2.13 | BMS INTERFACE
| Necessary sockets and nipples with shut off valves for mounting sensors/transmitters on pipe line to interface the BMS system. |  |  | 1000000 | 1000000
0
| TOTAL ITEM NO. 2 (PIPING AND VALVES) |  |  |  | 1594500
3 | AIR DISTRIBUTION
3.1 | Supply, installation and testing of SITE Fabricated GI sheet metal ducts as per IS-655 Standard in accordance with the approved shop drawings as required by the specifications. Quoted price shall be inclusive of all necessary supports by MS structural steel if required, hangers, clamp supports from walls, floors and ceiling including cutting holes and chases in brick, R.C.C. work, making good the same to original condition complete in all respects with painting with one coat of primer and two coats of paint to supports of MS work. Quoted price shall be inclusive of scaffolding work as required. Note:All exposed surfaces & duct shall be painted in black mat finish by the HVAC contractor.
3.1.1 | 24 gauge galvanised sheet steel (0.63 mm) | Sqm. | 775 | 2400 | 1860000
3.1.2 | 22 gauge galvanised sheet steel (0.8 mm) | Sqm. | 300 | 1800 | 540000
3.1.3 | 20 gauge galvanised sheet steel (1.0 mm) | Sqm. | 50 | 2000 | 100000
3.1.4 | 18 gauge galvanised sheet steel (1.25 mm) | Sqm. | 50 | 2500 | 125000
3.2 | Supply, Installation,Testing and Balancing of flexible ducting comprising of inner as well as outer skin constructed out of aluminium & fibre glass insulation 25mm thick of minimum 24 kg/cu.m density insulation sandwitched in between. Duct should confirm to fire rating standards BS-476 part 5, 6 & 7. Flexible Ducts of following sizes as per approved shop drawings, specifications :
3.2.1 | 350 mm dia. | Mtr. | RO | 2400
3.2.2 | 300 mm dia. | Mtr. | RO | 2000
3.2.3 | 200 mm dia. | Mtr. | RO | 1800
3.2.4 | 150 mm dia. | Mtr. | RO | 1500
3.2.5 | 100 mm dia. | Mtr. | RO | 1000
3.3 | Supply, installation and testing of GI construction Opposed blade Volume control dampers within ducts to be provided with suitable ducts lever and quadrants for manual control of volume of air flow and for proper balancing of the air distribution system. | Sqm. | 4 | 18000 | 72000
3.4 | Supply, installation, testing and commissioning of Motorised combined smoke & fire damper complete with control panel, inter connecting wiring at locations shown in approved shop drawings and as per specifications.
3.4.1 | Smoke & Fire Dampers. | Sqm. | 6.5 | 25000 | 162500
3.4.2 | Control Panel & Wiring (including actuators) | No | 10 | 28000 | 280000
3.5 | Supply, installation, testing and balancing of powder coated Extruded Aluminium Supply Air Grilles with multiblade type key operated grille louver dampers in accordance with the approved shop drawings and specifications. | Sqm. | 6 | 18000 | 108000
3.6 | Supply, installation, testing and balancing of powder coated extruded Aluminium Exhaust/Return Air Grilles without multiblade type grille louver dampers | Sqm. | 8 | 16000 | 128000
3.7 | Supply, installation, testing and balancing of Powder coated extruded aluminium construction square / round shape Supply Air Diffusers with removable core & anti smudge ring & key operated volume control dampers as per approved drawings and specifications. | Sqm. | 6.48 | 17000 | 110160
3.8 | Supply, installation, testing and balancing of Powder coated extruded aluminium construction square / round shape Return Air Diffusers as per approved drawings and specifications. | Sqm. | RO | 18000
3.9 | Supply, installation, testing and balancing of Powder coated/Anodised extruded aluminium construction. Louvers with bird screen for exhaust air as per specifications and approved drawings. | Sqm. | 2 | 16000 | 32000
3.1 | Supply, Installation, Testing of 125mm deep antivibration flexible joints at the outlet of air handling units/ductable split units//inline fans. Flexible connections shall be constructed using fire retardant fabric with extruded aluminium frame/flange on both sides of approved make. | RM | 5 | 16000 | 80000
3.11 | Supply, Installation and Testing of single piece GI round spigot made out of spinning process with 50mm height and having grooves on both sides and circular flanges. Spigots shall be installed on main ducts to facilitate connection of flexible ducts.
3.11.1 | 350 mm dia. | Nos. | RO
3.11.2 | 300 mm dia. | Nos. | RO
3.11.3 | 200 mm dia. | Nos. | RO
3.11.4 | 150 mm dia. | Nos. | RO
3.11.5 | 100 mm dia. | Nos. | RO
3.12 | Supply, Installation and Testing of Butterfly damper of aluminium sheet construction with two flap with sleeve as per thespecifications and shop drawings.
3.12.1 | 350 mm dia. | Nos. | RO
3.12.2 | 300 mm dia. | Nos. | RO
3.12.3 | 200 mm dia. | Nos. | RO
3.12.4 | 150 mm dia. | Nos. | RO
3.12.5 | 100 mm dia. | Nos. | RO
3.13 | MOTORIZED VCD
| Supply, Installation, Testing and commissioning of multi box type zero leakage extruded aluminium dampers for ducts to be provided with suitable links, levers and quadrants for manual ON/OFF and control of air flow as per approved shop drawing and specifications. | Sqm | RO
| Supply and fixing of actuators of suitable rating of torque complete with control panel and manual switch, transformer, copper wiring from junction box and actuator associated with the above VCDs. Actuator shall be suitable for duct size as shown in the drawing. Quoted arrangement shall be inclusive of all arrangement requited to ON/OFF the actuator/VCD integrated with switch to shut/on the supply air to digital immersive room. | No | RO
3.14 | THERMAL INSULATION
3.14.1 | THERMAL INSULATION FOR DUCTWORK
Supply and Application of external thermal insulation of supply /return air ducting using closed cell elastomeric nitrile rubber insulation with class 'O' fire retardant properties as per the specifications and drawings. Quoted price shall be inclusive of adhesive, tapes as per specification. insulation shall be provided with aluminium foil, factory laminated.
Insulation thickness/application will be as per approved shop drawing notes.
a. | 25 mm thick | Sqm | RO | 2500
b. | 19 mm thick | Sqm | 925 | 1500 | 1387500
c. | 16 mm thick | Sqm | RO | 1600
d. | 13 mm thick | Sqm | RO | 1400
e. | 9 mm thick | Sqm | 75 | 1000 | 75000
3.14.2 | ACOUSTIC LINING OF DUCTS
Supply and Application of internal acoustic lining of supply air ducting using open cell nitrile rubber insulation with density within 140-180 Kg/m3 as per the approved shop drawings and specifications. Insulation material shall be bonded with the ducts using metal screw and washers to facilitate grip to the GI sheet.
a. | 10mm thick lining | SqM | RO | 1500
b. | 25mm thick lining | SqM | 120 | 1800 | 216000
3.14.3 | CHW PIPE INSULATION
Using Class 'O' Closed Cell Elastomeric Insulation
Supply and Application of 25mm/32mm thick closed cell elastomeric insulation in tubing form for chilled water piping as per the specifications. Quoted price shall be inclusive of adhesive as per specifications. Joints shall be sealed with adhesive forming proper bonding. Quoted price shall be inclusive of 24 G aluminium cladding for chilled water piping.
a. | 80mm dia (25mm thick) | RM | 20 | 2400 | 48000
b. | 65mm dia (25mm thick) | RM | - | 2000 | Rate Only
c. | 50mm dia (25mm thick) | RM | - | 1600 | Rate Only
3.15 | Air Transfer Grilles
| Supply, Installation and testing of extruded aluminium powder coated air transfer grilles to be provided at the door of toilets/pantry. | SqM | 0.5 | 18000 | 9000
| TOTAL ITEM NO. 3 (AIR DISTRIBUTION) |  |  |  | 5333160
4 | UNDERDECK INSULATION FOR EXPOSED ROOF
| Supply and Application of 16mm thick closed cell nitrile rubber elastomeric insulation for exposed roof towards underdeck insulation. Quoted price shall be inclusive of Pidilite SR-505/998 adhesive as required and as per the specifications. | Sqm | 350 | 1150 | 402500
| TOTAL ITEM NO. 4 |  |  | Rs. | 402500
5 | ONLINE TYPE VAV BOXES
5.1 | Supply Installation,Testing and Commissioning of On Line type variable air volume boxes complete with necessary controllers, Heating-Cooling digital thermostat, Damper actuator, multi point pick-up inlet Air Flow velocity, sensor and copper control wiring and necessary transformer, etc. as required and as per the specifications. VAV Boxes should be BMS compatible. VAV Boxes should be suitable to working on Cooling & Heating mode as per requirement.
VAV Box shall be of following design parameters :
Max. Air Qty. Min. Air Qty. Location
(Cfm) (Cfm)
a. | Upto 500 50 As shown on Drg. | No | RO | 75000
b. | From 525 to 1000 From 50 to 100 As shown on Drg. | No | RO | 95000
c. | From 1025 to 1500 From 100 to 150 As shown on Drg. | No | RO
d. | From 1525 to 2000 From 150 to 200 As shown on Drg. | No | RO
e. | From 2025 to 2500 From 200 to 250 As shown on Drg. | No | RO
f. | From 2525 to 3000 From 250 to 300 As shown on Drg. | No | RO
g. | From 3025 to 3500 From 300 to 350 As shown on Drg. | No | RO
h. | From 3525 to 4000 From 350 to 400 As shown on Drg. | No | RO
5.2 | DUCT PRESSURE SENSORS
| Supply, Installation and Testing of pressure sensors to be installed in supply air ducts. Quoted price shall be inclusive of necessary conduting, copper control cabling from the sensors to the respective VFDs as per "Approved Shop Drawings". | No | RO | 45000
| TOTAL ITEM NO. 5 (ONLINE TYPE VAV BOXES) |  |  | Rs.
6 | AHU ROOM ACOUSTIC LINING
Supply and Application of acoustic/ thermal lining of walls/ceiling of AHU rooms using resin bonded fibre glass insulation of density not less than 32Kg/CuM as per the approved shop drawings and specifications. Quoted price shall be inclusive of GSS channel, metal screws, washers, fibre glass tissue, perforated sheet etc. as required for complete installation.
a. | 50mm thick lining | SqM | 150 | 1150 | 172500
| TOTAL ITEM NO. 6 (AHU ROOM ACOUSTIC LINING) |  |  | Rs. | 172500
7 | ELECTRICAL ARRANGEMENT-HVAC
7.1 | HVAC ELECTRICAL PANELS
Supply, Installation, Testing and Commissioning of the following cubical type panels made out of 14 guage CRCA structure, base channel, complete with, moulded case circuit breakers, meters, indicating lamps, current transformer etc. Complete in all respects, insulated bus bars with heat shrinkable PVC sleeve in suitable bus chambers, interconnection, small wiring, name plate, danger plate, earth bus etc. & comprising of compartments with hinged door for each feeder & its accessories, cable alley with hinged doors, bus chamber with bolted door etc. The panel being of dust & vermin proof construction with rubber gasket attractively powder coating etc. The panel shall be free standing type / wall mounted type as per relavant drawing and comprising with the following:
Notes :
1. All MCCBs shall be with operating handle.
2. CTs burden shall be 15VA & accuracy class 1.0
3. CTs shall be cast resin type .
4. All MCCBs shall be with thermal magnetic
release.
5. All indication lights shall be LED type.
6. All meter shall be digital type.
7. The outgoing starter feeders for pumps,AHUS
& ventilation fans shall be provided
with push buttons & indicating lamps for
status indication.
8. Proper isolation switches to be
provided near air handling units and
ventilation fans in weather proof enclosure.
9. Bimetal overload relay for all the
starters shall have built-in single
phasing prevention feature.
10. Electrical interlocking wiring shall be
provided as per system requirement.
11. Power cabling/wiring with necessary
earthing from source to each panel
and each exhaust fan shall be
provided by other agencies.
12. All HVAC equipment shall be compatible with
BMS and necessary provisions to be made
in each panel.
7.1.1 | AHP-1 (Location : AHU Room )
For 21500Cfm AHU - 11KW
| (VFD Panel with By Pass Starter) | No | 1 | 175000 | 175000
AHU Panels shall have suitable arrangement for VAV boxes's and UVGI supply as per respective manufacturers' requirement.
63 Amps ,TP MCCB -- 1set
(0-500) V digital Voltmeter with built in Selector
switch -- 1set
Digital Ammeter with built in selector
switch- 1set
Current Transformers - 1set
LED type RYB phase indication lights- 1set
LED type ON & OFF indication lights -- 1set
15HP star delta starter with built-in single phasing
preventor & overload relay & adjustable timer -- 1 set
START-STOP Push Buttons -- 1 set
Auto-Manual type selector switch
to facilitate auto start of AHUs -- 1set
VFD/By Pass Selector Switch-- 01Set
Space for VFD Mounting
Ventilation Fan for VFD-- 1Set
Contactors, Potential Free Contacts, Control wiring and
safety circuit as required with start-stop push buttons
stay put or lockable type -1set
Panels should be suitable to integrate with Fire-Alarm system.
7.2 | Supply, Installation & Testing of TPN
isolator in weather proof enclosure near
| AHU. | No | 1 | 50000 | 50000
7.3 | Supply and fixing of 1.1 KV grade rubber
mat 914.4 mm wide 6mm thick to withstand
1.1 KV dielectric strength in front of
| each panel. | RM | RO | 15000
7.4 | CABLING
7.4.1 | Supply, laying, affecting connections and
Testing of the following sizes of 1.1 KV
armoured PVC insulated aluminium/ copper
conductor cables. Cables shall be inclusive of
all clamps, saddles, screws, cable identification
tags, cable terminal joints including terminal
lugs, insulating tapes, affecting terminal
connections to the equipment as per the
specifications and as required. Quoted price
shall be inclusive of perforated duly painted
2mm thick MS trays to be installed inside and
GI trays to be installed outside exposed and
8SWG copper earth wire for all equipment except
chillers for which 32mmx6mm GI strip shall be
used. All cables shall be LSHF type.
a. | 3 C x 10 Sqmm cable (Copper) | RM | 10 | 1100 | 11000
b. | 3 C x 6 Sqmm cable (Copper) | RM | RO | 900
c. | 3 C x 4 Sqmm cable (Copper) | RM | 5 | 750 | 3750
d. | 3 C x 2.5 Sqmm cable (Copper) | RM | 5 | 450 | 2250
e. | 3 C x 2.5 Sqmm cable( Copper Control cabling) | RM | 5 | 450 | 2250
f. | 3 C x 1.5 Sqmm cable(Copper Control cabling) | RM | 20 | 350 | 7000
TOTAL (AIR DISTRIBUTION) Rs. | TOTAL ITEM NO. 7 (ELECTRICAL ARRANGEMENT-HVAC) |  |  | Rs. | 251250
| TOTAL "SECTION-A" |  |  | Rs. | 7753910

## PL & FF
| Project | AMD_T1_LOUNGE
| Date | October' 22, 2024
S.NO | ITEM DESCRIPTION | UNIT | QTY. | Rate (INR) | Amount (INR)
Part I | Plumbing & Fire Fighting
A | SANITARY FIXTURES AND FITTINGS
Note:
a) | All Sanitary fixtures including bottle traps (from approved make list), shall be issued free of cost by the"Employer". The contractor rates to include for supply all fixing/ supporting accessories like nuts, bolts, screws, hangers, rubber buffers, CI or MS brackets, anchor fastners, sealents, washers, adhesives, Flanges, plumber's tape, white cement, masking tape (if required for protection), which are required for the successful installation of the fixtures/fittings in a neat workman like manner.
b) | Rates are inclusive of fixing/ work at all the heights, depths and locations within the project premises.
c) | Rates are inclusive of fixing/work for underslung plumbing system or embeded piping. Mostly, all the toilets in the residencial units have been designed for under slung piping.
d) | Provision of extension piece for final connection of CP fitting shall be supplied and installed by the contractor accordingly (as required)
e) | All pressure pipe will be tested on 1.5 times of there working pressure
1 | Providing, Supply, installation, testing and commisning of white vitreous china Wall mounted type "European" water closet pan with seat cover, closed coupled dual flush cistern (with all internal moving parts) with PVC heavy duty connectors, bolts, nuts, supporting arrangements, bakelite seat & cover with CP hinges & rubber buffers, P or S trap, connection to main pipe on shaft complete with all accessories including cutting & making good masonry holes/chasing in the walls & floors wherever required & health faucet with regulator with flexible pipe 1.5 m long, wall hooked complete as required, with all required accessories that includes Flush Plate ,bib cock made of CP brass complete as required. | No. | 8 | 35000 | 280000
2 | Providing, Supply, installation, testing and commisning of white vitreous china "Floor mounted" type Composite Water closet (European type W.C. pan) with seat and lid, including with white Vitreous Chinaware matching Cistern complete with all accessories , also including with matching W.C. Pan with ISI marked white/Black solid plastic seat and Lid.Details of COST of one Pan composite with Cistern, Flush Pipe, EWC & Cistern complete with Fittings & Seat Cover,and one no. of Faucet for WB,with all required accessories that includes bib cock made of CP brass complete as required. (for Handicapped person's Toilet) | No. | 1 | 35000 | 35000
3 | Providing and fixing white vitreous china rectangular Half pedestal Wash Basin & its accessories etc, also with all fittings and fixtures complete including cutting and making good the walls and floors wherever required. (for Handicapped person's Toilet) (colour- Star White) painted white, 32mm C.P. waste coupling, 32mm dia C.P. bottle trap and connection pipe upto wall with wall flange and rubber adopter for waste connection, complete including cutting and making good the walls, wherever required. | No. | 1 | 30000 | 30000
4 | Providing, Supply, installation, testing and commisning of 15 mm dia C.P. brass basin mixer top mounted with C.P. wall flange of approved quality | No. | 12 | 12750 | 153000
5 | Providing, Supply, installation, testing and commisning of CP Grab Bar swing type (in horizontal & vertical grabbing) & Grab rails 60 cm, complete including cutting and making good the walls, wherever required. | No. | 1 | 7500 | 7500
6 | Providing, Supply, installation, testing and commisning of CP Grab rails 60 cm, complete including cutting and making good the walls, wherever required. | No. | 1 | 5500 | 5500
7 | Providing, Supply, installation, testing and commisning of C.P. toilet paper holder with roller, with C.P brass screws, complete including cutting and making good the walls wherever required. | No. | 9 | 1250 | 11250
8 | Providing, Supply, installation, testing and commisning of C.P. brass double towel rack 100mm wide and 600 long fixed with C.P. brass screws including cutting and making good the walls wherever required. | No. | 2 | 4500 | 9000
9 | Providing, Supply, installation, testing and commisning of C.P twin Robe hook, fixed to wooden cleats with C.P. brass screws including cutting and making good the walls wherever required. | No. | 9 | 1250 | 11250
10 | Providing, Supply, installation, testing and commisning of Twin manual 0.5 liter liquid soap dispenser with simple push lever fitted with liquid soap (one time),C.P. brass screws including cutting and making good the walls wherever required. | No. | 8 | 1500 | 12000
11 | Providing, Supply, installation, testing and commisning of Automatic liquid soap dispenser with simple push lever fitted with liquid soap (one time),C.P. brass screws including cutting and making good the walls wherever required. | No. | 2 | 6500 | 13000
12 | Providing, Supply, installation, testing and commisning of SS Baby Diaper changing station with all its accessories and components | No. | 2 | 55000 | 110000
13 | Providing, Supply, installation, testing and commisning of SS 204 Grade Bin | No. | 13 | 5500 | 71500
14 | Providing, Supply, installation, testing and commisning of C.P. Paper Towel Dispenser,with C.P brass screws, complete including cutting and making good the walls wherever required. | No. | 10 | 5500 | 55000
15 | Providing and fixing white vitreous china rectangular wash basin under / over counter mounting, specially fabricated brackets to support the wash basin as per standard practice, painted white, 32mm C.P. waste coupling, 32mm dia C.P. bottle trap and connection pipe upto wall with wall flange and rubber adopter for waste connection, complete including cutting and making good the walls, wherever required. | No. | 11 | 30000 | 330000
16 | Providing, Supply, installation, testing and commisning of Rain shower and total rain shower assembly including Concealed stop cock, long body bib cock & short body bib cock including wall chasing etc complete in toilet,with all required accessories for shower. | No. | 2 | 25000 | 50000
17 | Providing, Supply, installation,testing and commissioning of Stainless steel shower drain channel 100 mm wide 800 mm length (max.) suitable to connect 50 mm drain outlet. | No | 2 | 9000 | 18000
18 | Providing, fixing, testing and commissioning of white viterous china large flat back / half stall urinal supported by CI / MS bracket (duly painted with 2 coats of paints over a coat of primer), including CP brass waste with dome type grating, CP cast brass bottle trap with extension piece, wall flanges complete with all accessories & urinal partition with concealed CI bracket, cutting and making good, Including battery operated sensor based automatic flushing system for urinals, including sensor and required electrical and water connections etc, complete in all respect to make it fully functional including cutting and making good the walls etc. | No. | 7 | 40000 | 280000
19 | Providing, Supply, installation, testing and commissioning of Stainless steel sink 304 Grade SS, Matt Finish medium size supported by CI / MS Brackets duly painted, CP cast brass bottle trap with extension piece, rubber adaptor, CP copper connecting pipes, wall flange, union, CP brass chain, rubber plug, nuts, washers, waste connection complete & making good the walls, floor wherever required. | No. | 12 | 30000 | 360000
20 | Providing, Supply, installation, testing and commisning of 15 mm dia C.P. brass with dual lever faucet with C.P. wall flange of approved quality | No. | 12 | 9500 | 114000
21 | Providing, Supply, installation, testing and commisning of C.P. brass angle valve with C.P. wall flange, Nut and Washer etc. complete as required for 15 mm & 20 mm dia | No. | 115 | 1500 | 172500
22 | Providing, Supply, installation, testing and commisning of 15 mm dia C.P. brass bib cock with C.P. wall flange of approved quality | No. | 2 | 2000 | 4000
23 | Providing, Supply, installation,testing and commissioning of Stainless steel sink (Single bowl with drainboard sink) 304 Grade SS,Matt Finish medium size 1000 X 500MM) supported by CI / MS Brackets duly painted, CP cast brass bottle trap with extension piece, rubber adaptor, CP copper connecting pipes, wall flange, union, CP brass chain, rubber plug, nuts, washers, waste connection complete & making good the walls, floor wherever required. | No. | 2 | 17500 | 35000
24 | Providing, Supply, installation, testing and commisning of 15 mm dia C.P. brass sink mixer (wall mounted ) with 150 MM swivel spout, with C.P. wall flange of approved quality | No | 2 | 10500 | 21000
25 | Providing, Supply, installation,testing and commissioning of High Speed hand dryer suitable to be operated with 230 volts, single phase, with fully hygienic operations with all accessories including cutting and making good the walls, wherever required. | No. | 6 | 22500 | 135000
26 | Providing and fixing CP Brass 32mm size Bottle Trap of approved quality & make and as per the direction of Engineer-in-charge. | No. | 20 | 1250 | 25000
27 | Providing, Structural steel members in position at all levels and at all heights as specified in the drawings made out of standard MS sections consisting of MS angles, ISMC, ISMB conforming to local & international standards Cost to include fabricating necessary Gusset Plates, Stiffener plates, Brackets, Bolts, Cleats, seating angles etc., to the required size, shape, alignment etc, as per the drawings. Cost to include welding of members using structural steel welding electrodes as per ocal & international standards , necessary equipments, tools and tackles, staging, scaffolding required etc.,complete. including a coat of zinc chromate primer. | KG | R/O | 145
28 | Providing, Supply, installation, testing and commisning of Grease Separator having grease storage capacity of 40 litre and total liquid holding capacity of 130 litre , all as per standard design and including making connections with sink. Material : Fabricated with 2 mm thick SS 304 grade stainless steel sheet | No. | 10 | 18500 | 185000
29 | Providing and fixing electric water storage heater (geyser) of following capacities including making inlet / outlet connections.
| a) Capacity : 50 litre | No. | 2 | 27000 | 54000
| b) Capacity : 70 litre | No. | 2 | 42000 | 84000
| c) Capacity : 100 litre | No. | 2 | 52000 | 104000
| Total |  |  |  | 2775500
B | WATER SUPPLY
30 | Providing and fixing Chlorinated Polyvinyl Chloride (CPVC) pipes, having thermal stability for hot & cold water supply, including all CPVC plain & brass threaded fittings, including fixing the pipe with clamps at 1.00 m spacing. This includes jointing of pipes & fittings with one step CPVC solvent cement and testing of joints complete as per direction of Engineer in Charge.
Internal work - Exposed on wall
| 15 mm dia | RM | 160 | 251 | 40160
| 20 mm dia | RM | 65 | 706 | 45890
| 25 mm dia | RM | 30 | 1089 | 32670
| 32 mm dia | RM | 60 | 1825 | 109500
| 40 mm dia | RM | 10 | 2490 | 24900
| 50 mm dia | RM | 15 | 4238 | 63570
| 65 mm dia | RM | 25 | 8571 | 214275
31 | Providing and fixing CPVC (Chlorinated Poly Vinyl Chloride) water supply pipes with pipe as per CTS SDR 11 (operating pressure - 7 Bar @ 82 Deg C and 28 Bar @ 23 Deg C)for pipes from 1/2 Inch to 2 Inch. Schedule 40 Pipe to be used from 2-1/2 Inch to 6 Inch. Pipes shall be joined using solvent welded CPVC fittings i.e. Tees, Elbows, Couplers, Unions, Reducers, brushings etc. including transition fittings (connection between CPVC & metal pipe/GI) i.e. Brass Adaptors (both Male & Female threaded) conforming to ASTM D-2846. ASTM F441 with only CPVC solvent cement conforming to ASTM F-493.
Cost shall be inclusive of (a)Making maximum of 7.5 x 7.5 cm chasing in wall and floors for the pipe, making good the same by using 1:1 cement mortar over the wire mesh and providing protection to embedded pipes and fittings (in wall chase) by wrapping two layers of 400 micron polythene sheet including proper overlaps on joints complete as required or (b) Fixing/supporting the pipes (& fittings) at wall/ceiling level supported by galvanized clamps, hangers etc, as per specification. Exposed pipes to be painted of legends with direction arrow. GI pipe sleeves suitable higher size shall be provided wherever the pipes are crossing the fire rated walls / floors slab and sealing the sleeves with glass wool in between and fire sealant compound at either end all as per Project Manager's / Consultant requirement. All termination points for installation of faucets shall have brass termination fittings. Installation shall be to as per Technical Manual of manufacturer of pipes & fittings.
| 15 mm dia | RM | 300 | 318 | 95400
| 20 mm dia | RM | 15 | 820 | 12300
| 25 mm dia | RM | 10 | 1256 | 12560
32 | Providing & fixing full way lever operated forged brass ball valve of brass body with forged brass hard chromeplated steel ball tested to a pressure not less than 15 Kg / sqcm with threaded / flanged joints complete with nuts, bolts, gaskets, washers etc.
| 20 mm dia | Nos. | 4 | 759 | 3036
| 25 mm dia | Nos. | 4 | 1567 | 6268
| 32 mm dia | Nos. | 2 | 2592 | 5184
33 | Providing & fixing of butterfly valve (PN 16) with flanges, nut bolts, gaskets and necessary pad locking arrangement complete required.
| 65 mm dia | Nos. | 1 | 5699 | 5699
34 | Supplying, laying/ fixing, testing and commissioning of following thickness resin bonded fiber glass pipe section insulation having density 80 kg/cum or mineral wool (non combustible) having density of 144 Kg/ cu m duly covered with a layer of 120 gm/sqm polythene sheet (vapour barrier) on existing pipe and finally applying 0.63mm aluminium sheet cladding complete with type3 , grade 1 roofing feltstrip(as per IS:1322 as amended up to date ) at joints etc. as per specifications and as required.
| 25 mm thick mineral wool insulation (15 mm dia) | RM | 65 | 434 | 28210
| 25 mm thick mineral wool insulation (20 mm dia) | RM | 25 | 543 | 13575
| 25 mm thick mineral wool insulation (25 mm dia) | RM | 10 | 652 | 6520
| 25 mm thick mineral wool insulation (32 mm dia) | RM | 5 | 759 | 3795
| Total |  |  |  | 723512
C | DRAINAGE
35 | Providing, Supply, installation,testing and commissioning of UPVC Soil, Waste & Vent system conforming to IS : 13592 - Type B and UPVC fittings (moulded as well as fabricated) like bends, tees, Y-tees, crosses, boss connections, access pieces, saddle pieces, cleanouts, adaptors for connections to other materials, plugs, reducers, cowls, offSet and other specials. Jointing shall be done with pushfit EPDM ring jointing technique in general. Solvent cement joints may be provided for fittings and specials which are not manufactured with pushfit rubber joints. Pipes may be laid / fixed in sunken floors, under slung from ceiling. The pipes laid in sunken floor shall be encased with 75 mm thick cement concrete (1:2:4) all around. The installation shall be complete in all respects including cutting chases / holes in walls, slabs and making good the same as per specifications.
Providing GI pipe sleeves of suitable higher size wherever pipes crossing a fire rated wall / floor slab and sealing of space around pipe and pipe sleeve with glass wool in between and fire proof sealent at either end to the satisfaction of the Project Manager / Consultants and making good the same after pipes have been duly laid and testing complete.
| 110 mm dia | RM | 80 | 895 | 71600
| 75 mm dia | RM | 90 | 637 | 57330
| 50 mm dia | RM | 10 | 473 | 4730
| 40 mm dia | RM | 40 | 338 | 13520
36 | Providing, fixing, jointing, testing and commissioning UPVC (Class III) Rain water downtake pipe conforming to IS:4985 cut to required lengths including all necessary fittings and specials.UPVC fittings (moulded as well as fabricated) like bends, tees, Y-tees, crosses, boss connections, access pieces, saddle pieces, cleanouts, adaptors for connections to other materials, plugs, reducers, cowls, offsets and other specials. Fixing at wall/ceiling level supported by galvanized steel clamps & hangers etc. Making proper connection with cement solvent joint as per BIS / manufacturer. Cutting, chases / holes in floors / walls / slab and making good wherever required. (All major MS structure to hold the stack with fixing including anchor fasteners,sand,cement etc is included in this item).
| 110 mm dia. | RM | RO | 893
37 | Providing and fixing of UPVC Floor Traps formed out of bore 'P' trap with 50 mm water seal, setting in 1:2:4 mix cement concrete block or clamping to the wall or suspending with the ceiling including cutting and making good the walls and floors wherever required, With Heavy class SS grating with Cockroach proof SS strainer of approved design including setting in floor with cement motor to match with floor finish as per architect requirement suitable for waster F.D. & F.T.
| 110 mm inlet and 75 mm outlet. | Nos. | 35 | 1686 | 59010
38 | Providing and fixing of UPVC Urinal Traps formed out of bore 'P' trap with 50 mm water seal, setting in 1:2:4 mix cement concrete block or clamping to the wall or suspending with the ceiling including cutting and making good the walls and floors wherever required, With SS grating with Cockroach proof SS strainer of approved design including setting in floor with cement motor to match with floor finish as per architect requirement suitable for waster U.T.
| 110 mm inlet and 110 mm outlet. | Nos. | 3 | 2011 | 6033
39 | Providing and fixing clean out/floor clean out plug consist of CI bend & GI socket heavy class with cap & key for opening male threaded cap etc. including lead caulked to CI pipes complete in all respects as per drawing/ sample approved by Engineer -in -Charge FCO (floor clean out plug shall be flushed with floor finish).: 100 mm dia. and Matching with Item no.31 or as per Architure approvals. | Nos. | 12 | 4368 | 52416
0
40 | Providing and fixing floor drain made out of 110x75 mm OD uPVC. elbow connected to uPVC pipe complete as per direction of Project Manager. | Nos. | 3 | 2011 | 6033
41 | Making khurras 45x45 cm with average minimum thickness of 5 cm cement concrete 1:2:4 (1 cement : 2 coarse sand : 4 graded stone aggregate of 20 mm nominal size) over P.V.C. sheet 1 m x1 m x 400 micron, finished with 12 mm cement plaster 1:3 (1 cement : 3 coarse sand) and a coat of neat cement, rounding the edges and making and finishing the outlet complete. | Nos. | RO | 4695
40 | Providing, jointing, testing and fixing UPVC Soil, Waste & Vent system conforming to IS : 13592 and UPVC fittings (moulded as well as fabricated) like bends, tees, Y-tees, crosses, boss connections, access pieces, saddle pieces, cleanouts, adaptors for connections to other materials, plugs, reducers, cowls, offset and other specials. Jointing shall be done with pushfit EPDM ring jointing technique in general. Solvent cement joints may be provided for fittings and specials which are not manufactured with pushfit rubber joints.
40.1 | 110 mm dia | RM | 45 | 893 | 40185
41 | Providing and laying cement concrete 1:5:10 (1 cement : 5 coarse sand : 10 graded stone aggregate 40 mm nominal size) all-round sewerage pipes including bed concrete as per standard design :
41.1 | 110 mm diameter | RM | 45 | 1492 | 67140
42 | Providing and fixing square-mouth S.W. gully trap grade ‘A’' complete with C.I. grating, brick masonry chamber with water tight C.I. cover with frame of 300x300 mm size (inside) the weight of cover to be not less than 4.50 kg and frame to be not less than 2.70 kg as per standard design:
42.1 | 100x100 mm size P type
42.1.1 | With common burnt clay F.P.S. (non modular) bricks of class designation 7.5 | Each | 2 | 5968 | 11936
| Total |  |  |  | 389933
D | FIRE FIGHTING
42 | Supply, installation, testing and commissioning of following sizes of pipes conforming to IS-1239 with all accessories like all fittings ( all pipes & fittings upto 50mm dia threaded shall be the threaded Ductile Iron (ASTM A536) or Cast Iron (ASTM A126) or Forged Steel fittings and for pipes above 50 mm dia MS fitting with welded joint shall be used) including tees, elbows, reducers, union, flanges, rubber gaskets, GI nuts bolts, washer including supporting/fixing the pipe on wall /ceiling with clamps, hangers (using anchor fastners) as per specification, Including synthetic enamel paint of approved shade over a coat of primer. Prior to application of primer the surface should be cleaned for any dirt, rusts, rough substance etc. Including painting of legends both direction arrow as per the approval of the Project Manager
MS pipe sleeve of suitable higher size shall be provided wherever the pipes are crossing the walls/floors and sealing the sleeves with glass wool in between & fire sealent compound at either end all as per Project Manager’s requirements including cutting holes and chases in brick, R.C.C work and making good the same to original conditions complete in all respects. All hangers, clamps, brackets etc. shall be of galvanized iron unless specified otherwise and the supply of the same shall also be included in rates under this head. Welding of any kind on the galvanized support / hanger shall not be permitted.
For Sprinkler system - MS `C' Heavy class pipe
Ground Floor
| 25 mm dia | RM | 220 | 836 | 183920
| 32 mm dia | RM | 20 | 1050 | 21000
| 40 mm dia | RM | 45 | 1236 | 55620
| 50 mm dia | RM | 55.0325 | 1701 | 93610.2825
| 65 mm dia | RM | 50 | 2152 | 107600
| 80 mm dia | RM | 25.305 | 2708 | 68525.94
| 100 mm dia | RM | 40 | 3875 | 155000
| 150 mm dia | RM | R/o | 5753
43 | Supply, installation, testing and commissioning of brass quartzoid sprinklers (UL approved) of 15 mm dia size, suitable for sustaining the pressure on the seat & water hammer effect. The type & temperature rating shall be as follows :
Note : i)All sprinkler shall be chrome finish / powder coated. ii) Contractor shall ensure provision of sprinkler guard at no additional cost, as required by the Client.
| Spray recessed (adjustable) rossette (68°C) sprinkler quick response upright type | Nos. | 140 | 569 | 79660
| Spray recessed (adjustable) rossette (68°C) sprinkler quick response pendent type | Nos. | 140 | 728 | 101920
44 | Supplying, installation, testing & commissioning of sprinkler flexible pipe (UL Listed) of stainless steel complete with 15 NPT on reducer thread with maximum working pressure of 175 PSI test pressure of 875 PSI (Burst) with branch line (Inlet) 25mm NPT male thread to sprinkler head (Outlet) 15mm NPT female thread with reducer, nipple, 2 side brackets, center bracket, stockbar of following sizes complete as required.
| 1000mm | Nos. | 150 | 1978 | 296700
45 | Providing and fixing fully charged ABC powder type (Mono-Ammonium Phosphate - MAP 90) portable fire extinguishers conforming to IS:15683, fixed to wall with brackets complete with initial charge. (Note: The cost for stand of fire extinguisher shall be included in this rate)
| Capacity 6 Kg. | Nos. | 13 | 4500 | 58500
46 | Providing and fixing CO2 type cylindrical shape fire extinguisher with fixing hangers, hose, brackets, screws to required size etc.complete as per IS:15683:2006 - wall mounted type.
| Capacity 4.5 Kg. | Nos. | 13 | 7606 | 98878
47 | Providing & fixing of butterfly valve (PN 16) with flanges, nut bolts, gaskets and necessary pad locking arrangement complete required.
| 150 mm dia | No. | 1 | 13492 | 13492
48 | Providing & fixing flow switch in following sizes M.S. pipe including connection etc as required.
| 150 mm dia | No. | 1 | 9997 | 9997
49 | Supplying,fixing and commissioning of single headed internal hydrant valve with instantaneous Gunmetal/Stainless Steel coupling of 63 mm dia with cast iron wheel ISI marked conforming to IS 5290 (Type -A) with blank Gunmetal/Stainless Steel cap and chain as required : Single headed Gunmetal :- | No. | 1 | 8755 | 8755
50 | Supplying,fixing and commissioning of 63 mm dia, 30 m long RRL hose pipe with 63 mm dia male and female couplings duly bound with GI wire, rivets etc. conforming to IS 636 (type-A) as required : Gun Metal :- | Nos. | 2 | 7811 | 15622
51 | Supplying and fixing first-aid Hose Reel with MS construction spray painted in post office red, conforming to IS 884 complete with the following as required. 20 mm nominal internal dia water hose thermoplastic (Textile reinforced) type -2 as per IS: 12585 20 mm nominal internal dia gun metal globe valve & nozzle. Drum and brackets for fixing the equipmets on wall. Connections from riser with 25 mm dia stop gun metal valve & M.S. Pipe and socket. 40 m :- | No. | 1 | 6239 | 6239
52 | Supplying & fixing 63 mm dia gun metal short branch pipe with 20 mm nominal internal diameter size nozzle conforming to IS 903 suitable for instantaneous connection to interconnect hose pipe coupling as required : Gun metal :- | No. | 1 | 3591 | 3591
53 | Supply, installation, testing and commissioning of standard firemans axe with heavy rubber handle. | No. | 1 | 1553 | 1553
54 | Supply, installation, testing and commissioning of indoor type hose lockable cabinet frames fabricated from 2100 x 900 x 550mm(in front)/250mm(in back) angle iron sections and cabinet door is 550 mm with 1 SWG CRCA MS Sheets with full front thick rigid door (with MS frame) of size 2.1 m x 0.5m with centre opeaning and locking arrangement, suitable to accommodate landing valves, 15 m long hoses, first-aid hose reel, telephone, aler button, fire extinguishers and branch pipe nozzle & fire mans’ axe. The cabinet frame shall be painted with one coat of primer and two or more coats of synthetic enamel paint of approved make and shade as required. The item shall be complete of MS housing with front door for the cabinet along with hammer. | No. | 1 | 12709 | 12709
| Total |  |  |  | 1392892.2225

## LOM-MEP
S. No | Equipment/Item/Material | Approved Makes
LIST OF MAKES ELECTRICAL
1 | MCBs /MCCB/ELCBs | LEGRAND/L&T/SCHNEIDER/ABB/SIEMENS / C&S
2 | CABLE TRAYS & RACEWAY ACCESSORIES | SUPERMAX / INDIANA / PELCO / SLOTCO
3 | CABLE TRAY STEEL SUPPORTS | SUPERMAX / INDIANA / PELCO / SLOTCO
4 | GI PIPES | JINDAL (HISSAR)/TATA (ISI)
5 | HDPE (DWC) PIPES | DURALINE/ REX/ TIRUPATI
6 | MCB DISTRIBUTION BOARDS | SCHNEIDER/LEGRAND/SIEMENS/L & T
7 | L.T. CABLES & CONTROL CABLES | POLYCAB /HAVELLS / NATIONAL / ICC / KEI/SKYTONE/ GEMSCAB/ BONTON
8 | CABLE GLAND | COMMET/HMI/GRIPWELL
9 | LUG/ TERMINAL BLOCKS | DOWELL’S/REYCHAM/COMMET/ WAGO/ ELMEC
10 | BATTERIES | EXIDE/HBL/ROCKET/STANDARD/AMCO/CUMMINS
11 | UPS | APC/EMERSON/ABB/ GUTOR
12 | WIRE | FINOLEX/ HAVELLS/ POLYCAB/ KEI
13 | RACEWAYS | MK/LEGRAND/ SCHNEIDER
14 | PLOYCARBONATE JUNCTION BOX | SINTEX/MK/LEGRAND
15 | GI CONDUIT | BEC/AKG/ NIC/STEEL CRAFT/JINDAL
16 | GI CONDUIT ACCESSORIES | RAMA/ SHARMA SALES CORPORATION / FIT WELL/ AKG
17 | MODULAR PLATE TYPE SWITHCH / SOCKET GI BOXES / FAN REGULATOR/TELEPHONE SOCKET | MK (WRAPAROUND)/ LEGRAND (MYRIUS)/ SCHNEIDER (ZENCELO) / NORTH WEST (STYLUS) / CRABTREE (ATHENA)
18 | TELEPHONE CABLES / WIRES / CO-AXIAL TV CABLES | FINOLEX/POLYCAB/ HAVELLS/ RR KABLE/ SKYDA/ BCH/ L&T/ DALTON
19 | CAT 6 CABLE / CAT 6A / FIBER OPTIC CABLE & ASSOCIATED ITEMS | SCHNEIDER/ SIEMON/ SYSTIMAX
20 | TELEPHONE TAG BLOCK | KRONE (GERMAN) /POUYET
21 | LUGS / FERRULES / THIMBLES | DOWELLS / JAINSON
22 | OCCUPANCY SENSOR | PHILIPS /WIPRO /GE
23 | RJ-45 MODULAR SOCKET WITH PLATE | AMP/ SCHEINDER/ SIEMON / SYSTIMAX
24 | DATA RACK & ACCESSORIES | SCHNEIDER, RITTAL, VALRACK
25 | MAIN FIRE ALARM CONTROL PANEL | NOTIFIER/HONEYWELL/ EDWARD/SIEMENS/BOSCH
26 | MULTI CRITERIA/SMOKE DETECTOR | NOTIFIER/HONEYWELL/EDWARD/SIEMENS/BOSCH
27 | INTELLIGENT HEAT | NOTIFIER/HONEYWELL/EDWARD/SIEMENS/BOSCH
28 | SPEAKERS | NOTIFIER/HONEYWELL/EDWARD/SIEMENS/BOSCH
29 | DIGITAL VOICE EVACUATION SYSTEM | NOTIFIER/HONEYWELL/GAMEWELL/SIEMENS/BOSCH
30 | CCTV | CP PLUS/HIKVISION/ZICOM/PELCO
31 | EMERGENCY CALL SYSTEM | ZENTAL- NORWAY, SIEMENS, HONEYWELL
32 | DISTRIBUTION PANEL | NEPTUNE/ABB/ADLEC/ADVANCE
33 | FAULT ISOLATOR | NOTIFIER/HONEYWELL/EDWARD/SIEMENS/BOSCH
34 | RESPONSE INDICATOR | NOTIFIER/HONEYWELL/EDWARD/SIEMENS/BOSCH
35 | CONTROL MODULE | NOTIFIER/HONEYWELL/EDWARD/SIEMENS/BOSCH
36 | HOOTER | NOTIFIER/HONEYWELL/EDWARD/SIEMENS/BOSCH
37 | MANUAL CALL POINT | NOTIFIER/HONEYWELL/EDWARD/SIEMENS/BOSCH
38 | MICROPHONE | NOTIFIER/HONEYWELL/EDWARD/SIEMENS/BOSCH
39 | MICROPHONE WITH TABLE | NOTIFIER/HONEYWELL/EDWARD/SIEMENS/BOSCH
LIST OF MAKES HVAC
1 | AIR HANDLING UNIT | VTS/EDGETECH/CARYAIRE/WAVES
2 | AIR WASHER/SCRUBBER | EDGETECH/ZECO/WAVES
3 | INLINE FAN | KRUGER/ SYSTEM AIR/ GREENHECK
4 | FACTORY/SITE FABRICATED DUCT | ZECO/ DUCTOFAB/ ROLASTAR/ALFA DUCT
5 | G.I. SHEET METAL DUCT | JINDAL HISSAR /NATIONAL/ TATA STEEL
6 | GRILLES/ DIFFUSERS/NOZZLES/DAMPER | RUSKIN TITUS/ SYSTEMAIR/TROX/CARYAIRE
7 | FIRE DAMPERS (UL LISTED & STAMPED) | GREENHECK/ RUSKIN/ TITUS/ SYSTEM AIR/ CARYAIRE
8 | CONTROL PANEL FOR MOTORIZED VCD | PROTON
9 | ACTUATOR FOR FIRE DAMPERS/MOTORIZED VCD | BELIMO, JOVENTA, SIEMENS
10 | G.I. SHEETS | JINDAL HISSAR/ SAIL
11 | FIRE RATING OF DUCTS | LAF/PROMAT
12 | FLEXIBLE DUCT | ATCO/ CARYAIRE
13 | SOUND ATTENUATOR | SYSTEMAIR/TROX/CARYAIRE
14 | GLASS WOOL/ FIBREGLASS | OWENS CORNING /U.P. TWIGA/ KIMMCO
15 | POLYURETHANE FOAM | MALANPUR /SUPERURETHANE
16 | CROSSED LINKED POLYETHYLENE FOAM | TROCELLENE / SUPREME/ PARAMOUNT/ THERMAFLEX/ K-FLEX
17 | CLOSED CELL ELASTOMERIC NITRILE RUBBER | K-FLEX /A-FLEX/ARMACELL
18 | NON-WOVEN FIBRE MATERIAL | MIKRON/ DU PONT
19 | UV PROTECTIVE COATING | ARMACELL/ARMACHEK/AMICOL/PARAMOUNT/ POLYBOND/PROMARK ASSOCIATES
20 | ALUMINUM TAPE | JOHNSON/BIRLA 3M
21 | ALUMINIUM SHEET/ PERFORATED AL SHEET | BALCO/ HINDALCO
22 | ANCHOR FASTNERS | CANNON/ HILTI/FICHER/RAWL PLUG
23 | VIBRATION ISOLATOR | CORI/RESISTOFLEX/DUNLUP
24 | FIRE SEALANT | BIRLA 3 M/ HILTI/PROMAT
25 | FLEXIBLE PIPE CONNECTION | CORI/RESISTOFLEX
26 | VAPOUR BARRIER COATING/PAINT | FOSTER SEAL PASS COATING
27 | FIBRE GLASS WOVEN CLOTH (7 MIL-APPROX. WT 200 GM./SQ.MT) | OWEN CORNING/ UP TWIGA/ KIMMCO/ARCO
28 | STUCK UP PINS | IDENDEN/ DURODYNE/ DETONATE
29 | PIPE HANGERS’ CLEVIS TYPE | GRINNELL/MUPRO/AMIL/UNISTRUT
30 | ONLINE TYPE VARIABLE AIR VOLUME BOXES | TRANE/HONEYWELL/JOHNSON CONTROL
31 | ACTUATOR FOR VAV | BELIMO/HONEYWELL
32 | CENTRIFUGAL FANS/PLUG FANS | KRUGER/NIKOTRA
33 | COPPER PIPING | MANDEV/RAJCO
34 | uPVC pipes & fittings | ASTRAL/ SUPREME/ ASHIRVAD/ FINOLEX
35 | DISTRIBUTION PANEL | NEPTUNE/ABB/ADLEC/ADVANCE
36 | MCB DISTRIBUTION BOARDS | SCHNEIDER/LEGRAND/SIEMENS/L & T
37 | BY-PASS TYPE VAV | COSMOS
38 | VARIABLE FREQUENCY DRIVES | DANFOSS/ABB/SIEMENS
39 | FILTERS | PUROLATOR/THERMODYNE/SPECTRUM
40 | TEMPERATURE AND RH SENSOR | HONEYWELL/SIEMENS-STAEFA/JOHNSON
41 | MOTORS | ABB/SIEMENS/BHARAT BIJLI
42 | VIBRATION ISOLATOR/SUSPENDERS | RESISTOFLEX
43 | FLEXIBLE CONNECTIONS FOR FAN OUTLET | MAPRO/CARYAIRE
43 | ELECTRONICS AIR CLEANERS | HONEYWELL/TRION/ZECO
44 | UVGI | HONEYWELL/ALFAA-UV/RUKS/ZECO
45 | CEMENT FIBRE SHEET | SHERA BOARD/BISON/EVEREST
46 | PLC AUTO SEQUENCER | PROTON
47 | PIPING (MS AND GI) | TATA STEEL/JINDAL (HISSAR)
48 | BUTTERFLY VALVES | ADVANCE/AUDCO
49 | BALL VALVES | RAPID COOL/EMRALD
50 | STRAINER | EMRALD/SANT
51 | PRESSURE GAUGE | EMRALD/FIEBIG/H-GURU
52 | WELDING ROD | ADVANI
53 | AUTO PURGE VALVES | ANERGY
54 | TEST POINT | ANERGY
55 | BTU METER | BELIMO/JOHNSON CONTROL/SONTEX
56 | PICV | BELIMO/JOHNSON CONTROL
LIST OF MAKES PL & FF
PLUMBING_SYSTEM
1 | Single bowl with drainboard sink | NIRALI / KAFF / EQUIVALENT
2 | Plumbing CP and sanitary fixtures, including flush valves, metering & manual faucets, Urinal,Urinal sensor ,shower line drain, Towel shelf,rain shower, sink mixture etc. | KOHLER / EURONICS / JAQUAR
3 | C.P gratings, floor drains and cockroach traps. | NEER / CHILLY / CAMARY
4 | Grab Bar,baby diaper changing station,robe hook Automatic & Manual soap dispencer,hand drayer,paper towel dispencer,Toilet paper holder. | EURONICS/ EQUIVALENT
5 | Floor drains | SUPREME / KOHLER/ NEER
6 | cPVC Pipe & Fittings for Water Supply | ASTRAL / SUPREME / ASHIRVAD
7 | uPVC pipes & fittings | ASTRAL/ SUPREME/ ASHIRVAD/ FINOLEX
8 | RCC Hume Pipes | INDIAN HUME PIPE / EQUIVALENT
9 | Solvent Cement | ASTRAL / SUPREME / PRINCE
10 | PVC ASTM Schedule pipe | ASTRAL / SUPREME/ EQUIVALENT
11 | Insulation ( Hot water ) | ARMAFLEX / VIDOFLEX /EQUIVALENT
12 | Brass & Gun metal, Gate valve | ZOLOTO / RB / SANT/ L&T
13 | Ball Valves | ZOLOTO / ITAP/ EQUIVALENT/ L&T
14 | Butterfly Valves | ZOLOTO / AUDCO/ EQUIVALENT/L&T
15 | Auto Sensors | AOS / ASKON/ EQUIVALENT
16 | Water meter ( Mechanical Type) | ITRON / KAYCEE / CAPSTAN / KRANTI
17 | Pipe Supports | HITECH/ EQUIVALENT
18 | Paints | ASIAN PAINTS / BERGER / SHALIMAR PAINTS
19 | Prefabricated, Fiberglass, Steel, PVC Etc. for Flushing Tank and Holding Tank, Overhead water Tank) | BELCO / RHINO / SINTEX
FIRE FIGHTING SYSTEM
20 | Pipe And Fittings | TATA/ JINDAL/ SURYA
21 | Valves | KBL/ INTERVALVE/ LEADER / SANT / ZOLOTO
22 | Pressure Gauge | H GURU / FIEBG / DANFOSS
23 | Flow Switches | DANFOSS / HONEYWELL / SWITZER
24 | Coating & Wrapping | IWL / RUSTEK / EQUIVALENT / PYPKOTE/ COALTECK
25 | Enamel Paint | ASIAN/ NEROLAC/ BERGER
26 | Paint Primers | ASIAN/ JENSON NICHOLSON
27 | Sprinklers | H.D. FIRE / TYCO / VIKING
28 | Fire Extinguishers | PADMINI/ SUPEREX/ OMEX/ MINIMAX / NEWAGE / GETECH / SAFEGUARD/ FIREX/ LIFEGUARD
29 | Pipe Hangers | CAMRY/ CHILLY/ GMGR
30 | Sprinkler Flexible Connection Pipe | NEWAGE/YOUNGJIN/FLEXHEAD

## LOM-C&I
LIST OF APPROVED MAKE FOR THE CIVIL AND INTERIOR WORKS
S.No. | Material/Treatment | Make / Manufacturer/Specifications
CIVIL WORKS
1 | AAC Block Work | AMBUJA COOL WALL / ULTRATECH EXTRA LIGHT / GODRAJ ACC BLOCK / WONDER ACC BLOCK
2 | Adhesive for Block work/Tile & Stone | MYK / ARDEX / MAPAI / PIDILITE
3 | Reinforcement Steel | TATA TMT/Sail TMT/RINL( vizag)
4 | Structural Steel Roled Section | JSS / JSW / JSPL / TATA
5 | Memberane for waterproofing | MYK / ARDEX / FOSROC / DR. FIXIT
6 | Waterproofing Compound | MYK / ARDEX / FOSROC / DR. FIXIT
7 | Cement | AMBUJA / ACC / ULTRATECH
8 | Deck sheet for roofing | TATA / JINDAL
9 | Coarse Sand | As per IS 383 ( latest Addition) from approved quarry
10 | Stone Aggregate | As per IS 383 ( latest Addition) from approved quarry
11 | Fine Aggregate | As per IS 383 ( latest Addition) from approved quarry
12 | Anti-termite Trewatment | BAYERS
INTERIOR WORK
13 | Vitrified Tiles | KAJARIA / JHONSONS / NITCO
14 | Ceramic tiles | KAJARIA / JHONSONS / NITCO
15 | Designer tiles | SIDRON / SOIL / THE TILE & CO. / MODERNITY or As Per Approved
16 | Hand made / Mosaic Tiles | MOSAIC WORLD / KERAMOS or Equivlant
17 | Adhesive for Tile work | PIDDILITE / LATICRETE / ARDEX
18 | Carpet floor (Axminster/Broadloom), RUGS | GENIE CARPET / APPLOUSE DESIGN PVT LTD / GLOBAL DESIGNS / OBEETEE / JAIPUR RUG or As Per Approved
19 | Wooden floor | PERGO / TARKETT / SPAN / KAARA or As Per Approved
20 | Natural Wood | White Ash Teak wood ( Ghana Teak in BOQ nomeniclature be read as white Ash Teak )
21 | Natural Fibre Composite and Polymer Board & Wood Material with the Density as per ISO 1183, 0.65 +/- 0.05 g/cm3 | INDOWUD / RELWOOD
22 | ECO | MARINO / GREEN LAM / CENTURY
23 | Laminates | MERINO / GREENLAM / SONEAR
24 | Veneer | MERINO/ GREEN/ DURO / DONEAR
25 | Glass | SAINT GOBAIN / AIS
26 | Concealed Doors closer | ASSA ABLOY / GEZE / DORSET
27 | Cylindrical Locks with Handles | ASSA ABLOY / GEZE / DORSET
28 | Wall Paper | MURASPEC / MAJASTIC
29 | HDHMR / HDF BWP - FR Board / Ply | ACTION TESSA / GREEN PANELMAX ( GREENPLY ) / CENTURY / DURO
30 | Waterproof Flexible Ply | GREEN PANELMAX (GREENPLY) / CENTURY / DURO
31 | MDF Board | ACTION TESSA / GREEN PANELMAX ( GREENPLY ) / CENTURY / DURO
32 | Bison Board | NCL (Bison Panel) or Eqv
33 | Hardware | EBCO / ASSA ABLOY / HETTICH / HAFFELE
34 | Catchers | EBCO / ASSA ABLOY / HETTICH / HAFFELE
35 | Screws | NETTLEFORD / GKW
36 | Mirror | AIS / SAINT GOBAIN / MODI FLOAT
37 | False ceiling frame | GYPROC-Saint gobain / Knauf / USG
38 | Gypsum Board | GYPROC-Saint gobain / Knauf / USG
39 | Ceiling Grid / Trims / Extruded / Axiom Profile | KNAUF / ARMSTRONG / SAINT GOBAIN / USG
40 | Ceiling Accoustic / Metal / Baffle Tiles & Planks | KNAUF / ARMSTRONG / SAINT GOBAIN / USG / DURLUM
41 | Calcium silicate Board / TILES | RAMCO HILUX / PROMAT
42 | POP / Gypsum Plaster | J.K WHITE / BIRLA / GYPROC / DUDHI
43 | Plastic Emulsion Paint & Primer | DULUX / ASIAN / ICA / JOTUN / NIPPON
44 | Texture Paint | SKK BY JAPAN /ICA or Equivlant as approved
45 | Stucco Paint | ASIAN / ACRO / DULUX
45 | Coating Polish & Paints - For Metal/Wood | ICA / DULUX / ICI / SIRCA / JOTUN / ASIAN
46 | Fire Resistant Paint / Coating | PROMAT / ICA / NOBLE PAINTS / ASIAN
47 | Synthetic Enamel Paint | ASIAN PAINTS / BURGER / DULUX
48 | Distempers, Plastic Emulsion Paints and Primers | ASIAN PAINTS / BURGER / DULUX
49 | Cement Based Putty for expose ceiling | BIRLA / J K WHITE
50 | Tower Bolt | ASSA ABLOY / HETTICH / HAFFELE
51 | E.P.D.M. Gasket | ANAND / ROOP
52 | Masking tapes | 3M
53 | Polysulphide Sealant | CICO TECHNOLOGIES / SIKKA / FOSROC / STP
54 | Glass Wool Insulation / Infill | NOWOFILL / UP TWIGA
55 | SS SHEET PVD COATED | 304 GRADE FIBRINOX / JINDAL
56 | S.S. Work | JINDAL / CHROMA / INALCO (304 GRADE)
57 | FROSTED FILM | 3M / AVERY
58 | TRASITION PROFILE | BOTTOM LINE / PROGRESS PROFILE
59 | SS SHEET FIXING MATERIAL | VENTURA ( BUTTON FIX )
60 | FITTING FOR SLIDING DOOR | CLASSIC 80M SLIDO ( HAFELE ) / HETTICH
61 | C & J Gola Profile | HAFELE / HETTICH / PROGRESS / BOTTOMLINE
62 | Aluminium L Profile | HAFELE / HETTICH / PROGRESS / BOTTOMLINE
63 | Toilet Cubicals | MARINO / GREENLAM Sturdo
64 | Light Fixtuers | HAVELLS / PHILLIPS / REGENT /TISVA
65 | LED STRIP LIGHT / DRIVER | HAVELLS / PHILLIPS / REGENT /TISVA
66 | Decorative light Fixtuers | WHITE TEAK / JAINSONS / KAPOOR LIGHTS / TISVA
67 | Feature Designer light Fixtuers | Customised / Imported As Per Design
68 | Aluminium Work | HINDALCO / JINDAL /BHARAT ALUMINIUM
69 | ACP Sheet ( Fire Rated ) | ALUDECOR / ALSTONE / ALSTRONG
70 | Febric | MORBERN, DWINDO, DRAPESY
71 | Febric with Art work | MORBERN, DWINDO, DRAPESY
72 | Framed Allumunium Partition system | CITTERIO / JEB / ALLOY / KUBIK
73 | Toughened Glass | AIS / SAINT GOBAIN
74 | Fire door | PACIFIC / NAVAIR
75 | Imported marble | Stonex / A-Class / Marble city or As per Sample Approved
76 | Access Panel | Knauff / Saint gobain
77 | Furniture works | Stenley / Dtale Modern / Innerspace / Furniturewala or As per approved
78 | Weigh Hanger / Suspended Supports | GRIPPLE or Equivlant
79 | Fabrication & Customization works | Walia Steel Craft / Alsorg / Metal steel Craft or As per Sample qualify by the Architect.
80 | Custom ART Work (FRP or Mould work or Brass or Sculpture etc.) | Universal India studio / Aarav Art / Chugli or Equivlant
80 | Solid Surface | (Corian)Dupont/ Hanex(Merino)/ LG
Note: | In the List of recommended above, out of makes mentioned in the list, only 1st make shall be quoted for and used. However if due to non-availability or any other technical reasons, the alternative make is allowed, it shall be subject to price adjustment.