## Price Comparison
|  | RFQ No: R0059 COST COMPARISON REPORT | RFQ No: R0059 COST COMPARISON REPORT | RFQ No: R0059 COST COMPARISON REPORT | Comp. Date : 16/01/2024 | Comp. Date : 16/01/2024 | Comp. Date : 16/01/2024 | Vendor Name : Arrow Electricals (RV232411833) | [5 empty] | Vendor Name : Arrow Electrical (T051604) | [5 empty] | Vendor Name : Electech Enterprises (RV232412099) | [5 empty] | Vendor Name : Shah Enterprises (RV232412871)
|  | RFQ No: R0059 COST COMPARISON REPORT | RFQ No: R0059 COST COMPARISON REPORT | RFQ No: R0059 COST COMPARISON REPORT | RFQ #: R0059 | RFQ #: R0059 | RFQ #: R0059 | Contact Name : | [5 empty] | Contact Name : Alam Khan | [5 empty] | Contact Name : | [5 empty] | Contact Name : Sabir Ali Shah
|  | RFQ No: R0059 COST COMPARISON REPORT | RFQ No: R0059 COST COMPARISON REPORT | RFQ No: R0059 COST COMPARISON REPORT | RFQ Date : 15/01/2024 20:41:02 | RFQ Date : 15/01/2024 20:41:02 | RFQ Date : 15/01/2024 20:41:02 | Vendor City : | [5 empty] | Vendor City : | [5 empty] | Vendor City : | [5 empty] | Vendor City :
|  | RFQ No: R0059 COST COMPARISON REPORT | RFQ No: R0059 COST COMPARISON REPORT | RFQ No: R0059 COST COMPARISON REPORT | BCD Date : 16/01/2024 17:49:00 | BCD Date : 16/01/2024 17:49:00 | BCD Date : 16/01/2024 17:49:00 | Telephone # : | [5 empty] | Telephone # : | [5 empty] | Telephone # : | [5 empty] | Telephone # :
|  | RFQ No: R0059 COST COMPARISON REPORT | RFQ No: R0059 COST COMPARISON REPORT | RFQ No: R0059 COST COMPARISON REPORT |  |  |  | Mobile # : | [5 empty] | Mobile # : | [5 empty] | Mobile # : | [5 empty] | Mobile # :
PR Number : TFSPL-2324-00126 | PR Number : TFSPL-2324-00126 | PR Number : TFSPL-2324-00126 | PR Number : TFSPL-2324-00126 | PR Number : TFSPL-2324-00126 | PR Number : TFSPL-2324-00126 | PR Number : TFSPL-2324-00126 | PR Number : TFSPL-2324-00126 | Email : khakesantosh10@gmail.com | [5 empty] | Email : project.arrowelectricals@gmail.com | [5 empty] | Email : alam@electechenterprises.net | [5 empty] | Email : shahenterindia@gmail.com
Package / RFQ Name : TFAS / RFQ / TFSPL-2324-00126 | Package / RFQ Name : TFAS / RFQ / TFSPL-2324-00126 | Package / RFQ Name : TFAS / RFQ / TFSPL-2324-00126 | Package / RFQ Name : TFAS / RFQ / TFSPL-2324-00126 | Package / RFQ Name : TFAS / RFQ / TFSPL-2324-00126 | Package / RFQ Name : TFAS / RFQ / TFSPL-2324-00126 | Package / RFQ Name : TFAS / RFQ / TFSPL-2324-00126 | Package / RFQ Name : TFAS / RFQ / TFSPL-2324-00126 | Round # : 3 (RFQ) | [5 empty] | Round # : 3 (RFQ) | [5 empty] | Round # : 3 (RFQ) | [5 empty] | Round # : 3 (RFQ)
Buyer : Sarvesh Patil / Technical : / Approver : | Buyer : Sarvesh Patil / Technical : / Approver : | Buyer : Sarvesh Patil / Technical : / Approver : | Buyer : Sarvesh Patil / Technical : / Approver : | Buyer : Sarvesh Patil / Technical : / Approver : | Buyer : Sarvesh Patil / Technical : / Approver : | Buyer : Sarvesh Patil / Technical : / Approver : | Buyer : Sarvesh Patil / Technical : / Approver : | Quotation Date : |  |  | Quotation Validity Date : |  |  | Quotation Date : |  |  | Quotation Validity Date : |  |  | Quotation Date : |  |  | Quotation Validity Date : |  |  | Quotation Date : |  |  | Quotation Validity Date :
Comp. # : 3 | Comp. # : 3 | Comp. # : 3 | Comp. # : 3 | Comp. # : 3 | Currency :INR | Currency :INR | Currency :INR | Buyer Remark : . | [5 empty] | Buyer Remark : | [5 empty] | Buyer Remark : | [5 empty] | Buyer Remark :
Comp. # : 3 | Comp. # : 3 | Comp. # : 3 | Comp. # : 3 | Comp. # : 3 | BUDGET PRICE : | .00 |  | Quote Currency : INR | [5 empty] | Quote Currency : INR | [5 empty] | Quote Currency : INR | [5 empty] | Quote Currency : INR
# | Item Code | Item Description | Unit | Qty | Last PO Details | Lowest Unit Rate | Lowest Vendor | First Bid | Disc % | GST % | Technical | Unit Price | Total | First Bid | Disc % | GST % | Technical | Unit Price | Total | First Bid | Disc % | GST % | Technical | Unit Price | Total | First Bid | Disc % | GST % | Technical | Unit Price | Total
1 |  | BOQ for Electrical for Delhi T1 Subway | NOS | 1.00 |  | 1000000.00 | Arrow Electricals | 1000000.00 | 0.00 | 18.00 |  | 1,000,000.00 | 1,000,000.00 | 1170930.00 | 0.00 | 18.00 |  | 1,170,930.00 | 1,170,930.00 | 1308960.00 | 0.00 | 18.00 |  | 1,308,960.00 | 1,308,960.00 | 1728178.00 | 0.00 | 18.00 |  | 1,728,178.00 | 1,728,178.00
Item Total | [8 empty] | .00 | 180,000.00 |  |  | 1,000,000.00 |  | .00 | 210,767.40 |  |  | 1,170,930.00 |  | .00 | 235,612.80 |  |  | 1,308,960.00 |  | .00 | 311,072.04 |  |  | 1,728,178.00
Discount Total Value | [7 empty] | Grand Dis. Amt | .00 |  |  |  | .00 | Grand Dis. Amt | .00 |  |  |  | .00 | Grand Dis. Amt | .00 |  |  |  | .00 | Grand Dis. Amt | .00 |  |  |  | .00
GST Total Amount | [12 empty] | 180,000.00 | [5 empty] | 210,767.40 | [5 empty] | 235,612.80 | [5 empty] | 311,072.04
Net Landed Cost | [11 empty] | INR | 1,180,000.00 |  |  |  |  | INR | 1,381,697.40 |  |  |  |  | INR | 1,544,572.80 |  |  |  |  | INR | 2,039,250.04
Vendor Status | [7 empty] | Round # : 3 (RFQ) | Round # : 3 (RFQ)
Sr No. | Vendor Code | Vendor Name | [5 empty] | Status | Remarks
1 | RV232412244 | Marcon Signage Private Limited | [5 empty] | Not Participate
2 | T051604 | Arrow Electrical | [5 empty] | Participate
3 | T051606 | SM Infra | [5 empty] | Participate
4 | RV232414665 | Varnn INC | [5 empty] | Not Participate
5 | RV232414586 | Brandshell Private Limited | [5 empty] | Not Participate
6 | RV232412871 | Shah Enterprises | [5 empty] | Participate
7 | RV232412099 | Electech Enterprises | [5 empty] | Participate
8 | RV232411833 | Arrow Electricals | [5 empty] | Participate

## BOQ Price Bid
|  | RFQ No: R0059 COST COMPARISON REPORT | RFQ No: R0059 COST COMPARISON REPORT | Comp. Date : 16/01/2024 | Comp. Date : 16/01/2024 | Comp. Date : 16/01/2024 | Vendor Name : Arrow Electricals | Vendor Name : Arrow Electricals | Vendor Name : Arrow Electrical | Vendor Name : Arrow Electrical | Vendor Name : Electech Enterprises | Vendor Name : Electech Enterprises | Vendor Name : Shah Enterprises | Vendor Name : Shah Enterprises
|  | RFQ No: R0059 COST COMPARISON REPORT | RFQ No: R0059 COST COMPARISON REPORT | RFQ #: R0059 | RFQ #: R0059 | RFQ #: R0059 | Contact Name : | Contact Name : | Contact Name : Alam Khan | Contact Name : Alam Khan | Contact Name : | Contact Name : | Contact Name : Sabir Ali Shah | Contact Name : Sabir Ali Shah
|  | RFQ No: R0059 COST COMPARISON REPORT | RFQ No: R0059 COST COMPARISON REPORT | RFQ Date : 15/01/2024 20:41:02 | RFQ Date : 15/01/2024 20:41:02 | RFQ Date : 15/01/2024 20:41:02 | Vendor City : | Vendor City : | Vendor City : | Vendor City : | Vendor City : | Vendor City : | Vendor City : | Vendor City :
|  | RFQ No: R0059 COST COMPARISON REPORT | RFQ No: R0059 COST COMPARISON REPORT | BCD Date : 16/01/2024 17:49:00 | BCD Date : 16/01/2024 17:49:00 | BCD Date : 16/01/2024 17:49:00 | Telephone # : | Telephone # : | Telephone # : | Telephone # : | Telephone # : | Telephone # : | Telephone # : | Telephone # :
|  | RFQ No: R0059 COST COMPARISON REPORT | RFQ No: R0059 COST COMPARISON REPORT |  |  |  | Mobile # : | Mobile # : | Mobile # : | Mobile # : | Mobile # : | Mobile # : | Mobile # : | Mobile # :
PR Number : TFSPL-2324-00126 | PR Number : TFSPL-2324-00126 | PR Number : TFSPL-2324-00126 | PR Number : TFSPL-2324-00126 | PR Number : TFSPL-2324-00126 | PR Number : TFSPL-2324-00126 | PR Number : TFSPL-2324-00126 | Email : khakesantosh10@gmail.com | Email : khakesantosh10@gmail.com | Email : project.arrowelectricals@gmail.com | Email : project.arrowelectricals@gmail.com | Email : alam@electechenterprises.net | Email : alam@electechenterprises.net | Email : shahenterindia@gmail.com | Email : shahenterindia@gmail.com
Package / RFQ Name : TFAS / RFQ / TFSPL-2324-00126 | Package / RFQ Name : TFAS / RFQ / TFSPL-2324-00126 | Package / RFQ Name : TFAS / RFQ / TFSPL-2324-00126 | Package / RFQ Name : TFAS / RFQ / TFSPL-2324-00126 | Package / RFQ Name : TFAS / RFQ / TFSPL-2324-00126 | Package / RFQ Name : TFAS / RFQ / TFSPL-2324-00126 | Package / RFQ Name : TFAS / RFQ / TFSPL-2324-00126 | Round # : 3 (RFQ) | Round # : 3 (RFQ) | Round # : 3 (RFQ) | Round # : 3 (RFQ) | Round # : 3 (RFQ) | Round # : 3 (RFQ) | Round # : 3 (RFQ) | Round # : 3 (RFQ)
Buyer : Sarvesh Patil | Buyer : Sarvesh Patil | Buyer : Sarvesh Patil | Buyer : Sarvesh Patil | Buyer : Sarvesh Patil | Buyer : Sarvesh Patil | Buyer : Sarvesh Patil | Techanical Score : | Techanical Score : | Techanical Score : | Techanical Score : | Techanical Score : | Techanical Score : | Techanical Score : | Techanical Score :
Comp. # : 3 | Comp. # : 3 | Comp. # : 3 | Comp. # : 3 | Currency :INR | Currency :INR | Currency :INR | Quotation Date : | Quotation Date : | Quotation Date : | Quotation Date : | Quotation Date : | Quotation Date : | Quotation Date : | Quotation Date :
Comp. # : 3 | Comp. # : 3 | Comp. # : 3 | Comp. # : 3 | BUDGET PRICE :.00 | BUDGET PRICE :.00 | BUDGET PRICE :.00 | Quotation Validity Date : | Quotation Validity Date : | Quotation Validity Date : | Quotation Validity Date : | Quotation Validity Date : | Quotation Validity Date : | Quotation Validity Date : | Quotation Validity Date :
Sr No. | Item Code | Item Name | Item Description | UOM | Qty | Minimum Amount | Unit Price | Amount | Unit Price | Amount | Unit Price | Amount | Unit Price | Amount
1 |  | BOQ for Electrical for Delhi T1 Subway | BOQ for Electrical for Delhi T1 Subway | NOS | 1.000 |  |  | 1,000,000.00 |  | 1,170,930.00 |  | 1,308,960.00 |  | 1,728,178.00
1 | I | PANEL SWITCHGEAR | PANEL SWITCHGEAR
2 | 1 | Supply, installation, testing commissioning of Switchgears.(Standard Product) | Supply, installation, testing commissioning of Switchgears.(Standard Product)
3 |  | MAIN PANEL-1 | MAIN PANEL-1 | Nos. | 1.000 | 110,000.00 | 110000.00 | 110,000.00 | 110000.00 | 110,000.00 | 245000.00 | 245,000.00 | 0.00 | .00
4 |  | Incomer 63 AMPS 4P MCB, 10kA | Incomer 63 AMPS 4P MCB, 10kA
5 |  | Meter Protection ELR with CBCT; 60 5A, 15VA, CL-1 CT s -3 Nos. for Schneider make Digital Load Manager (EM 6400 NG) | Meter Protection ELR with CBCT; 60 5A, 15VA, CL-1 CT s -3 Nos. for Schneider make Digital Load Manager (EM 6400 NG)
6 |  | Indication Phase indicating lamps with 6A MCB | Indication Phase indicating lamps with 6A MCB
7 |  | Busbar 75A TPN AL Busbar | Busbar 75A TPN AL Busbar
8 |  | Outgoings | Outgoings
9 |  | a) 63A 4P MCB, C TYPE - 3 Nos | a) 63A 4P MCB, C TYPE - 3 Nos
10 |  | b) 40A 4P MCB, C TYPE - 2 Nos | b) 40A 4P MCB, C TYPE - 2 Nos
11 |  | c) 32A DP MCB, C TYPE - 2 Nos | c) 32A DP MCB, C TYPE - 2 Nos
12 |  | d) 20A 4P MCB, C TYPE - 2 Nos | d) 20A 4P MCB, C TYPE - 2 Nos
13 |  | e) MPCB SUITABLE for 1.5 kw motor DOL Starter, Phase Indicating lamps, ON OFF TRIP Indication, ON OFF Push Button-1 Nos. | e) MPCB SUITABLE for 1.5 kw motor DOL Starter, Phase Indicating lamps, ON OFF TRIP Indication, ON OFF Push Button-1 Nos.
14 |  | f) MPCB SUITABLE for 1.1 kw motor DOL Starter, Phase Indicating lamps, ON OFF TRIP Indication, ON OFF Push Button-2 Nos. | f) MPCB SUITABLE for 1.1 kw motor DOL Starter, Phase Indicating lamps, ON OFF TRIP Indication, ON OFF Push Button-2 Nos.
15 | 1.1 | Supply,Installation,Testing and Commissioning of 20 Amps,DP ELMCB 100mA for HVAC Outdoor Isolation all complete with mounting accessories | Supply,Installation,Testing and Commissioning of 20 Amps,DP ELMCB 100mA for HVAC Outdoor Isolation all complete with mounting accessories | Nos. | 0.000 | .00 | 8500.00 | .00 | 8500.00 | .00 | 0.00 | .00 | 0.00 | .00
16 | 1.2 | Supply,Installation,Testing and Commissioning of 63 Amps,3Pole MCB for HVAC Outdoor Isolation all complete with mounting accessories. | Supply,Installation,Testing and Commissioning of 63 Amps,3Pole MCB for HVAC Outdoor Isolation all complete with mounting accessories. | Nos. | 0.000 | .00 | 6500.00 | .00 | 6500.00 | .00 | 0.00 | .00 | 0.00 | .00
17 | 1.3 | Supply,Installation,Testing and Commissioning of 40 Amps,4Pole MCB for HVAC Outdoor Isolation all complete with mounting accessories. | Supply,Installation,Testing and Commissioning of 40 Amps,4Pole MCB for HVAC Outdoor Isolation all complete with mounting accessories. | Nos. | 3.000 | 13,500.00 | 7500.00 | 22,500.00 | 9500.00 | 28,500.00 | 4500.00 | 13,500.00 | 0.00 | .00
18 | 1.4 | Supply,Installation,Testing and Commissioning of 32 Amps, DP, MCB for UPS Isolation all complete with mounting accessories for UPS. | Supply,Installation,Testing and Commissioning of 32 Amps, DP, MCB for UPS Isolation all complete with mounting accessories for UPS. | Nos. | 2.000 | 6,100.00 | 3050.00 | 6,100.00 | 4500.00 | 9,000.00 | 4300.00 | 8,600.00 | 0.00 | .00
19 | 1.5 | Supply installation of DOL starter L T Siemens Legrand for 3 kW load | Supply installation of DOL starter L T Siemens Legrand for 3 kW load | Nos. | 0.000 | .00 | 10500.00 | .00 | 10500.00 | .00 | 0.00 | .00 | 0.00 | .00
20 | 1.6 | Supply installation of DOL starter L T Siemens Legrand for 4 kW load | Supply installation of DOL starter L T Siemens Legrand for 4 kW load | Nos. | 0.000 | .00 | 12500.00 | .00 | 12500.00 | .00 | 0.00 | .00 | 0.00 | .00
21 | 1.7 | Supply installation of Star Delta starter as per Type-2 Coordination for 3 kW (4HP) load with on off trip indication Lamp, on off push button, phase indication Lamp.(For Exhaust air fan)(EXISTING UNIT PROVIDED BY MALL) | Supply installation of Star Delta starter as per Type-2 Coordination for 3 kW (4HP) load with on off trip indication Lamp, on off push button, phase indication Lamp.(For Exhaust air fan)(EXISTING UNIT PROVIDED BY MALL) | Nos. | 0.000 | .00 | 16500.00 | .00 | 16500.00 | .00 | 0.00 | .00 | 0.00 | .00
22 | 1.8 | Supply installation of Star Delta starter as per Type-2 Coordination for 9.3 kW (12.5HP) load with on off trip indication Lamp, on off push button, phase indication Lamp.(For Exhaust air fan) | Supply installation of Star Delta starter as per Type-2 Coordination for 9.3 kW (12.5HP) load with on off trip indication Lamp, on off push button, phase indication Lamp.(For Exhaust air fan) | Nos. | 0.000 | .00 | 45500.00 | .00 | 45500.00 | .00 | 0.00 | .00 | 0.00 | .00
23 | 1.9 | Supply installation of Star delta starter as per Type-2 Coordination for 5.5 kW (7.5HP) load with on off trip indication Lamp, on off push button, phase indication Lamp .(For Fresh air fan) | Supply installation of Star delta starter as per Type-2 Coordination for 5.5 kW (7.5HP) load with on off trip indication Lamp, on off push button, phase indication Lamp .(For Fresh air fan) | Nos. | 0.000 | .00 | 38500.00 | .00 | 38500.00 | .00 | 0.00 | .00 | 0.00 | .00
24 | 1.10 | Supply installation of DOL starter as per Type-2 Coordination for 2.2 kW (3.0HP) load with on off trip indication Lamp, on off push button, phase indication Lamp .(For AHU) | Supply installation of DOL starter as per Type-2 Coordination for 2.2 kW (3.0HP) load with on off trip indication Lamp, on off push button, phase indication Lamp .(For AHU) | Nos. | 0.000 | .00 | 25500.00 | .00 | 25500.00 | .00 | 0.00 | .00 | 0.00 | .00
25 | 1.11 | Supply installation of DOL starter as per Type-2 Coordination for 1.5 kW (2.0HP) pump load with on off trip indication Lamp, on off push button, phase indication Lamp .(For Scrubber) | Supply installation of DOL starter as per Type-2 Coordination for 1.5 kW (2.0HP) pump load with on off trip indication Lamp, on off push button, phase indication Lamp .(For Scrubber) | Nos. | 0.000 | .00 | 20000.00 | .00 | 20000.00 | .00 | 0.00 | .00 | 0.00 | .00
26 | 1.11 | 80 amps 4P ELMCB 300mA with 63A 5 Pin Ray Roll Socket complete with all mounting accessories – for Indoor Legrand make model No. 6078 80 | 80 amps 4P ELMCB 300mA with 63A 5 Pin Ray Roll Socket complete with all mounting accessories – for Indoor Legrand make model No. 6078 80 | Nos. | 0.000 | .00 | 18400.00 | .00 | 15500.00 | .00 | 0.00 | .00 | 0.00 | .00
27 | 1.13 | 63 amps 4P ELMCB 300mA with 63A 5 Pin Ray Roll Socket complete with all mounting accessories – for Indoor Legrand make model No. 6078 80 | 63 amps 4P ELMCB 300mA with 63A 5 Pin Ray Roll Socket complete with all mounting accessories – for Indoor Legrand make model No. 6078 80 | Nos. | 0.000 | .00 | 15500.00 | .00 | 14500.00 | .00 | 0.00 | .00 | 0.00 | .00
28 | 1.14 | 32 amps 4P MCB with 32A 5 Pin Ray Roll Socket complete with all mounting accessories – for Kitchen Legrand make model No. 6078 80 | 32 amps 4P MCB with 32A 5 Pin Ray Roll Socket complete with all mounting accessories – for Kitchen Legrand make model No. 6078 80 | Nos. | 2.000 | 22,220.00 | 11110.00 | 22,220.00 | 12500.00 | 25,000.00 | 12000.00 | 24,000.00 | 0.00 | .00
29 | 1.15 | 25 amps 4P MCB with 25A 5 Pin Ray Roll Socket complete with all mounting accessories – for Kitchen Legrand make model No. 6078 80 | 25 amps 4P MCB with 25A 5 Pin Ray Roll Socket complete with all mounting accessories – for Kitchen Legrand make model No. 6078 80 | Nos. | 0.000 | .00 | 10500.00 | .00 | 10500.00 | .00 | 0.00 | .00 | 0.00 | .00
30 | 1.16 | 32A Rey roll socket complete with 32 amps SPMCB with 3 pin metal clad socket - Legrand make Model No. 6078 41 - kitchen power | 32A Rey roll socket complete with 32 amps SPMCB with 3 pin metal clad socket - Legrand make Model No. 6078 41 - kitchen power | Nos. | 0.000 | .00 | 4500.00 | .00 | 4500.00 | .00 | 0.00 | .00 | 0.00 | .00
31 | 1.17 | 20 32A Rey roll socket complete with 25 amps SPMCB with 3 pin metal clad socket Plug top | 20 32A Rey roll socket complete with 25 amps SPMCB with 3 pin metal clad socket Plug top | Nos. | 2.000 | 5,620.00 | 2810.00 | 5,620.00 | 3550.00 | 7,100.00 | 3200.00 | 6,400.00 | 0.00 | .00
32 | 1.18 | Set of 1no 25A Metal clad Socket with MCB, and 2nos 6 16A Switch sockets housed in Fabricated SS Panel suitable for hanging arrangement for Kitchen equipments. | Set of 1no 25A Metal clad Socket with MCB, and 2nos 6 16A Switch sockets housed in Fabricated SS Panel suitable for hanging arrangement for Kitchen equipments. | Nos. | 0.000 | .00 | 20000.00 | .00 | 20000.00 | .00 | 0.00 | .00 | 0.00 | .00
33 | 1.19 | Set of Sockets MCB housed in Fabricated SS Panel suitable for hanging arrangement for Kitchen equipments Comprises of following | Set of Sockets MCB housed in Fabricated SS Panel suitable for hanging arrangement for Kitchen equipments Comprises of following | Nos. | 0.000 | .00 | 18500.00 | .00 | 18500.00 | .00 | 0.00 | .00 | 0.00 | .00
34 |  | I) 25A, 3Pin industrial metal clad Socket with MCB – 1nos | I) 25A, 3Pin industrial metal clad Socket with MCB – 1nos
35 |  | I) 20A, 3Pin industrial metal clad Socket with MCB – 1nos | I) 20A, 3Pin industrial metal clad Socket with MCB – 1nos
36 |  | ii)set of 2nos 16A Bakelite Socket with 2nos 16A Switch –3nos | ii)set of 2nos 16A Bakelite Socket with 2nos 16A Switch –3nos
37 |  | iii) Data Socket – 2nos | iii) Data Socket – 2nos
38 |  | iv) Telephone Socket – 1no. | iv) Telephone Socket – 1no.
39 | 1.20 | Set of Sockets Switch housed in Fabricated SS Panel suitable for hanging arrangement for Kitchen equipments Comprises of following | Set of Sockets Switch housed in Fabricated SS Panel suitable for hanging arrangement for Kitchen equipments Comprises of following | Nos. | 0.000 | .00 | 10500.00 | .00 | 10500.00 | .00 | 0.00 | .00 | 0.00 | .00
40 |  | I - PHASE , 5 15 AMP. BAKELLITE SOCKET SWITCH | I - PHASE , 5 15 AMP. BAKELLITE SOCKET SWITCH
41 | 2 | SITC of Standalone Gas leak detector with inbuilt sounder for Kitchen | SITC of Standalone Gas leak detector with inbuilt sounder for Kitchen | Nos. | 0.000 | .00 | 10000.00 | .00 | 10000.00 | .00 | 0.00 | .00 | 0.00 | .00
42 |  | TOTAL FOR MAIN PANEL SWITCHGEAR | TOTAL FOR MAIN PANEL SWITCHGEAR
43 | II | UPS | UPS
44 | 1 | Supply, Installation, testing and commissioning of 3.0 KVA UPS System Single Phase I C Single Phase O G complete with 30 Minutes Battery Back-up the required accessories as specified in the drawings the specifications. | Supply, Installation, testing and commissioning of 3.0 KVA UPS System Single Phase I C Single Phase O G complete with 30 Minutes Battery Back-up the required accessories as specified in the drawings the specifications. | Nos. | 1.000 | 70,500.00 | 70500.00 | 70,500.00 | 75500.00 | 75,500.00 | 78000.00 | 78,000.00 | 0.00 | .00
45 |  | TOTAL FOR UPS | TOTAL FOR UPS
46 | III | DISTRIBUTION BOARDS | DISTRIBUTION BOARDS
47 |  | Supply, installation, testing commissioning of Distribution Boards surface flush mounted with Double door containing MCB ELMCB as incomer and SPMCB as outgoing. All MCBs are of 10KA breaking capacity and ELMCBs RCCB should be of 30mA 100 300 mA sensiv | Supply, installation, testing commissioning of Distribution Boards surface flush mounted with Double door containing MCB ELMCB as incomer and SPMCB as outgoing. All MCBs are of 10KA breaking capacity and ELMCBs RCCB should be of 30mA 100 300 mA sensiv
48 | 1 | MAIN DB (CARRY KITCHEN + CAFECCINO BAR + AREA) | MAIN DB (CARRY KITCHEN + CAFECCINO BAR + AREA) | Nos. | 0.000 | .00 | 32000.00 | .00 | 32500.00 | .00 | 0.00 | .00 | 0.00 | .00
49 |  | 4WAY VTPN DB | 4WAY VTPN DB
50 |  | I C-125A 4P MCCB 16KA | I C-125A 4P MCCB 16KA
51 |  | O G -3 # 63A TP MCB + 1 # 40A TP MCB | O G -3 # 63A TP MCB + 1 # 40A TP MCB
52 | 2 | Kitchen Power DB - KPDB | Kitchen Power DB - KPDB | Nos. | 1.000 | 24,500.00 | 24500.00 | 24,500.00 | 28500.00 | 28,500.00 | 52000.00 | 52,000.00 | 0.00 | .00
53 |  | 8 way TPN DB | 8 way TPN DB
54 |  | I C-63A FP MCB -1 Nos | I C-63A FP MCB -1 Nos
55 |  | SUB I C 40A DP RCCB @ 100mA - 3 Nos | SUB I C 40A DP RCCB @ 100mA - 3 Nos
56 |  | O G -18 # 10 16 20A SP MCB | O G -18 # 10 16 20A SP MCB
57 | 3 | LDB | LDB | Nos. | 1.000 | 7,500.00 | 7500.00 | 7,500.00 | 10500.00 | 10,500.00 | 12000.00 | 12,000.00 | 0.00 | .00
58 |  | 12 way SPN DB | 12 way SPN DB
59 |  | I C-32A RCBO 30mA-1 Nos | I C-32A RCBO 30mA-1 Nos
60 |  | O G -8 # 6 10A SP MCB | O G -8 # 6 10A SP MCB
61 | 4 | UPSDB | UPSDB | Nos. | 1.000 | 7,500.00 | 7500.00 | 7,500.00 | 10500.00 | 10,500.00 | 12000.00 | 12,000.00 | 0.00 | .00
62 |  | 12 way SPN DB | 12 way SPN DB
63 |  | I C-32A RCBO 30mA-1 Nos | I C-32A RCBO 30mA-1 Nos
64 |  | O G -8 # 6 10A SP MCB | O G -8 # 6 10A SP MCB
65 |  | TOTAL FOR DISTRIBUTION BOARDS | TOTAL FOR DISTRIBUTION BOARDS
66 | IV | CABLES ACCESSORIES | CABLES ACCESSORIES
67 |  | Supply installation of following LT XLPE FRLS cables rated for 600 1100 volts AC as per IS standard 1554 Part 1 with necessary M.S. clamps. All cables shall be properly clamped or tied when run on cable trays. All such cables shall be provided with | Supply installation of following LT XLPE FRLS cables rated for 600 1100 volts AC as per IS standard 1554 Part 1 with necessary M.S. clamps. All cables shall be properly clamped or tied when run on cable trays. All such cables shall be provided with
68 | 1 | 3.5C x 300 Sq. mm A2XFY | 3.5C x 300 Sq. mm A2XFY | Mtr. | 0.000 | .00 | 1595.00 | .00 | 1495.00 | .00 | 0.00 | .00 | 0.00 | .00
69 | 2 | 3.5C x 240 Sq. mm A2XFY | 3.5C x 240 Sq. mm A2XFY | Mtr. | 0.000 | .00 | 1382.00 | .00 | 1382.00 | .00 | 0.00 | .00 | 0.00 | .00
70 | 3 | 3.5C x 185 Sq. mm A2XFY | 3.5C x 185 Sq. mm A2XFY | Mtr. | 0.000 | .00 | 1200.00 | .00 | 1200.00 | .00 | 0.00 | .00 | 0.00 | .00
71 | 4 | 3.5C x 150 Sq. mm A2XFY | 3.5C x 150 Sq. mm A2XFY | Mtr. | 0.000 | .00 | 950.00 | .00 | 950.00 | .00 | 0.00 | .00 | 0.00 | .00
72 | 5 | 3.5C x 120 Sq. mm A2XFY | 3.5C x 120 Sq. mm A2XFY | Mtr. | 0.000 | .00 | 850.00 | .00 | 850.00 | .00 | 0.00 | .00 | 0.00 | .00
73 | 6 | 3.5C x 95 Sq. mm A2XFY | 3.5C x 95 Sq. mm A2XFY | Mtr. | 0.000 | .00 | 650.00 | .00 | 650.00 | .00 | 0.00 | .00 | 0.00 | .00
74 | 7 | 3.5C x 70 Sq. mm A2XFY | 3.5C x 70 Sq. mm A2XFY | Mtr. | 0.000 | .00 | 590.00 | .00 | 590.00 | .00 | 0.00 | .00 | 0.00 | .00
75 | 8 | 3.5C x 50 Sq. mm A2XFY | 3.5C x 50 Sq. mm A2XFY | Mtr. | 0.000 | .00 | 450.00 | .00 | 450.00 | .00 | 0.00 | .00 | 0.00 | .00
76 | 9 | 4C x 25 Sq. mm A2XFY | 4C x 25 Sq. mm A2XFY | Mtr. | 50.000 | 15,500.00 | 310.00 | 15,500.00 | 355.00 | 17,750.00 | 600.00 | 30,000.00 | 0.00 | .00
77 | 10 | 4C x 16 Sq. mm A2XFY | 4C x 16 Sq. mm A2XFY | Mtr. | 10.000 | 2,200.00 | 220.00 | 2,200.00 | 262.00 | 2,620.00 | 450.00 | 4,500.00 | 0.00 | .00
78 | 11 | 4C x 10 Sq. mm A2XFY | 4C x 10 Sq. mm A2XFY | Mtr. | 10.000 | 1,900.00 | 190.00 | 1,900.00 | 220.00 | 2,200.00 | 400.00 | 4,000.00 | 0.00 | .00
79 | 12 | 4C x 10 Sq. mm 2XFY ( Cu ) | 4C x 10 Sq. mm 2XFY ( Cu ) | Mtr. | 10.000 | 8,400.00 | 840.00 | 8,400.00 | 850.00 | 8,500.00 | 900.00 | 9,000.00 | 0.00 | .00
80 | 13 | 4C x 16 Sq. mm 2XFY Cable ( Cu ) | 4C x 16 Sq. mm 2XFY Cable ( Cu ) | Mtr. | 10.000 | 9,350.00 | 935.00 | 9,350.00 | 975.00 | 9,750.00 | 1250.00 | 12,500.00 | 0.00 | .00
81 | 14 | 4C x 6 Sq. mm 2XFY Cable ( Cu ) | 4C x 6 Sq. mm 2XFY Cable ( Cu ) | Mtr. | 10.000 | 4,100.00 | 410.00 | 4,100.00 | 455.00 | 4,550.00 | 600.00 | 6,000.00 | 0.00 | .00
82 | 15 | 4C x 2.5 Sq. mm 2XFY Cable ( Cu ) | 4C x 2.5 Sq. mm 2XFY Cable ( Cu ) | Mtr. | 10.000 | 2,300.00 | 230.00 | 2,300.00 | 242.00 | 2,420.00 | 320.00 | 3,200.00 | 0.00 | .00
83 | 16 | 3C x 6sq. mm YWY cable ( Cu ) | 3C x 6sq. mm YWY cable ( Cu ) | Mtr. | 0.000 | .00 | 405.00 | .00 | 405.00 | .00 | 0.00 | .00 | 0.00 | .00
84 | 17 | 3C x 4sq. mm YWY cable ( Cu ) | 3C x 4sq. mm YWY cable ( Cu ) | Mtr. | 20.000 | 5,600.00 | 280.00 | 5,600.00 | 310.00 | 6,200.00 | 400.00 | 8,000.00 | 0.00 | .00
85 | 18 | 3C x 2.5 Sq. mm YWY cable ( Cu ) | 3C x 2.5 Sq. mm YWY cable ( Cu ) | Mtr. | 80.000 | 15,200.00 | 190.00 | 15,200.00 | 265.00 | 21,200.00 | 250.00 | 20,000.00 | 0.00 | .00
86 | 19 | 1C x 10 Sq. mm YY cable ( Cu ) | 1C x 10 Sq. mm YY cable ( Cu ) | Mtr. | 0.000 | .00 | 95.00 | .00 | 95.00 | .00 | 0.00 | .00 | 0.00 | .00
87 | 20 | 1C x 6 Sq. mm YY cable ( Cu ) | 1C x 6 Sq. mm YY cable ( Cu ) | Mtr. | 0.000 | .00 | 65.00 | .00 | 65.00 | .00 | 0.00 | .00 | 0.00 | .00
88 | 21 | 1C x 4 Sq. mm YY cable ( Cu ) | 1C x 4 Sq. mm YY cable ( Cu ) | Mtr. | 0.000 | .00 | 55.00 | .00 | 55.00 | .00 | 0.00 | .00 | 0.00 | .00
89 | 22 | 5Rx1Cx16 Sq.mm YY FRLS Cable (Cu) | 5Rx1Cx16 Sq.mm YY FRLS Cable (Cu) | Mtr. | 0.000 | .00 | 1155.00 | .00 | 1155.00 | .00 | 0.00 | .00 | 0.00 | .00
90 | 23 | 5Rx1Cx10 Sq.mm YY FRLS Cable (Cu) | 5Rx1Cx10 Sq.mm YY FRLS Cable (Cu) | Mtr. | 0.000 | .00 | 999.00 | .00 | 999.00 | .00 | 0.00 | .00 | 0.00 | .00
91 | 24 | 5Rx1Cx6 Sq.mm YY FRLS Cable (Cu) | 5Rx1Cx6 Sq.mm YY FRLS Cable (Cu) | Mtr. | 45.000 | 27,450.00 | 610.00 | 27,450.00 | 750.00 | 33,750.00 | 680.00 | 30,600.00 | 0.00 | .00
92 | 25 | 1Rx1Cx4 Sq.mm YY FRLS Cable (Cu) | 1Rx1Cx4 Sq.mm YY FRLS Cable (Cu) | Mtr. | 50.000 | 2,400.00 | 48.00 | 2,400.00 | 55.00 | 2,750.00 | 65.00 | 3,250.00 | 0.00 | .00
93 | B | Termination of following sizes of cables with Single compression cable gland.(COMET BRAKO) | Termination of following sizes of cables with Single compression cable gland.(COMET BRAKO)
94 | 1 | 3.5C x 300 Sq. mm A2XFY | 3.5C x 300 Sq. mm A2XFY | Nos. | 0.000 | .00 | 2450.00 | .00 | 2450.00 | .00 | 0.00 | .00 | 0.00 | .00
95 | 2 | 3.5C x 240 Sq. mm A2XFY | 3.5C x 240 Sq. mm A2XFY | Nos. | 0.000 | .00 | 2150.00 | .00 | 2150.00 | .00 | 0.00 | .00 | 0.00 | .00
96 | 3 | 3.5C x 185 Sq. mm A2XFY | 3.5C x 185 Sq. mm A2XFY | Nos. | 0.000 | .00 | 1550.00 | .00 | 1550.00 | .00 | 0.00 | .00 | 0.00 | .00
97 | 4 | 3.5C x 150 Sq. mm A2XFY | 3.5C x 150 Sq. mm A2XFY | Nos. | 0.000 | .00 | 1250.00 | .00 | 1250.00 | .00 | 0.00 | .00 | 0.00 | .00
98 | 5 | 3.5C x 120 Sq. mm A2XFY | 3.5C x 120 Sq. mm A2XFY | Nos. | 0.000 | .00 | 1120.00 | .00 | 1050.00 | .00 | 0.00 | .00 | 0.00 | .00
99 | 6 | 3.5C x 95 Sq. mm A2XFY | 3.5C x 95 Sq. mm A2XFY | Nos. | 0.000 | .00 | 850.00 | .00 | 950.00 | .00 | 0.00 | .00 | 0.00 | .00
100 | 7 | 3.5C x 70 Sq. mm A2XFY | 3.5C x 70 Sq. mm A2XFY | Nos. | 0.000 | .00 | 950.00 | .00 | 850.00 | .00 | 0.00 | .00 | 0.00 | .00
101 | 8 | 3.5C x 50 Sq. mm A2XFY | 3.5C x 50 Sq. mm A2XFY | Nos. | 0.000 | .00 | 750.00 | .00 | 750.00 | .00 | 0.00 | .00 | 0.00 | .00
102 | 9 | 4C x 25 Sq. mm A2XFY | 4C x 25 Sq. mm A2XFY | Nos. | 2.000 | 1,100.00 | 650.00 | 1,300.00 | 550.00 | 1,100.00 | 600.00 | 1,200.00 | 0.00 | .00
103 | 10 | 4C x 16 Sq. mm A2XFY | 4C x 16 Sq. mm A2XFY | Nos. | 2.000 | 900.00 | 550.00 | 1,100.00 | 450.00 | 900.00 | 450.00 | 900.00 | 0.00 | .00
104 | 11 | 4C x 10 Sq. mm A2XFY | 4C x 10 Sq. mm A2XFY | Nos. | 0.000 | .00 | 450.00 | .00 | 450.00 | .00 | 0.00 | .00 | 0.00 | .00
105 | 12 | 4C x 10 Sq. mm 2XFY ( Cu ) | 4C x 10 Sq. mm 2XFY ( Cu ) | Nos. | 0.000 | .00 | 750.00 | .00 | 750.00 | .00 | 0.00 | .00 | 0.00 | .00
106 | 13 | 4C x 16 Sq. mm 2XFY Cable ( Cu ) | 4C x 16 Sq. mm 2XFY Cable ( Cu ) | Nos. | 0.000 | .00 | 910.00 | .00 | 990.00 | .00 | 0.00 | .00 | 0.00 | .00
107 | 14 | 4C x 6 Sq. mm 2XFY Cable ( Cu ) | 4C x 6 Sq. mm 2XFY Cable ( Cu ) | Nos. | 0.000 | .00 | 740.00 | .00 | 550.00 | .00 | 0.00 | .00 | 0.00 | .00
108 | 15 | 4C x 2.5 Sq. mm 2XFY Cable ( Cu ) | 4C x 2.5 Sq. mm 2XFY Cable ( Cu ) | Nos. | 0.000 | .00 | 450.00 | .00 | 350.00 | .00 | 0.00 | .00 | 0.00 | .00
109 | 16 | 3C x 6sq. mm YWY cable ( Cu ) | 3C x 6sq. mm YWY cable ( Cu ) | Nos. | 0.000 | .00 | 510.00 | .00 | 450.00 | .00 | 0.00 | .00 | 0.00 | .00
110 | 17 | 3C x 4sq. mm YWY cable ( Cu ) | 3C x 4sq. mm YWY cable ( Cu ) | Nos. | 0.000 | .00 | 430.00 | .00 | 350.00 | .00 | 0.00 | .00 | 0.00 | .00
111 | 18 | 3C x 2.5 Sq. mm YWY cable ( Cu ) | 3C x 2.5 Sq. mm YWY cable ( Cu ) | Nos. | 6.000 | 1,500.00 | 250.00 | 1,500.00 | 250.00 | 1,500.00 | 250.00 | 1,500.00 | 0.00 | .00
112 | 19 | 1C x 10 Sq. mm YY cable ( Cu ) | 1C x 10 Sq. mm YY cable ( Cu ) | Nos. | 0.000 | .00 | 150.00 | .00 | 150.00 | .00 | 0.00 | .00 | 0.00 | .00
113 | 20 | 1C x 6 Sq. mm YY cable ( Cu ) | 1C x 6 Sq. mm YY cable ( Cu ) | Nos. | 0.000 | .00 | 150.00 | .00 | 100.00 | .00 | 0.00 | .00 | 0.00 | .00
114 | 21 | 1C x 4 Sq. mm YY cable ( Cu ) | 1C x 4 Sq. mm YY cable ( Cu ) | Nos. | 0.000 | .00 | 95.00 | .00 | 90.00 | .00 | 0.00 | .00 | 0.00 | .00
115 | 22 | 5Rx1Cx16 Sq.mm YY FRLS Cable (Cu) | 5Rx1Cx16 Sq.mm YY FRLS Cable (Cu) | Nos. | 0.000 | .00 | 550.00 | .00 | 550.00 | .00 | 0.00 | .00 | 0.00 | .00
116 | 23 | 5Rx1Cx10 Sq.mm YY FRLS Cable (Cu) | 5Rx1Cx10 Sq.mm YY FRLS Cable (Cu) | Nos. | 0.000 | .00 | 470.00 | .00 | 400.00 | .00 | 0.00 | .00 | 0.00 | .00
117 | 24 | 5Rx1Cx6 Sq.mm YY FRLS Cable (Cu) | 5Rx1Cx6 Sq.mm YY FRLS Cable (Cu) | Nos. | 4.000 | 1,400.00 | 350.00 | 1,400.00 | 350.00 | 1,400.00 | 680.00 | 2,720.00 | 0.00 | .00
118 | 25 | 1Rx1Cx4 Sq.mm YY FRLS Cable (Cu) | 1Rx1Cx4 Sq.mm YY FRLS Cable (Cu) | Nos. | 2.000 | 130.00 | 90.00 | 180.00 | 90.00 | 180.00 | 65.00 | 130.00 | 0.00 | .00
119 |  | TOTAL FOR CABLES ACCESSORIES | TOTAL FOR CABLES ACCESSORIES
120 | V | WIRING ACCESSORIES | WIRING ACCESSORIES
121 |  | Notes | Notes
122 |  | 1) Rates for point wiring shall include supply installation of Wires wiring acccessories such as angle holders ceiling roses as required. conduits, conduit accessories such as junction boxes, Ts, elbows etc,Switches, sockets fixtures shall not be | 1) Rates for point wiring shall include supply installation of Wires wiring acccessories such as angle holders ceiling roses as required. conduits, conduit accessories such as junction boxes, Ts, elbows etc,Switches, sockets fixtures shall not be
123 |  | 2) Unless otherwise specified, all wires in point wiring shall be 2.5 sq.mm | 2) Unless otherwise specified, all wires in point wiring shall be 2.5 sq.mm
124 |  | Stranded copper conductor 1.1 KV grade, I.S.I. marked (P+N+E), | Stranded copper conductor 1.1 KV grade, I.S.I. marked (P+N+E),
125 |  | (FRLSH) PVC insulated . | (FRLSH) PVC insulated .
126 |  | Wires shall be colour coded (Red, Yellow and Blue for Phases, | Wires shall be colour coded (Red, Yellow and Blue for Phases,
127 |  | Black for Neutral Green for earth). | Black for Neutral Green for earth).
128 |  | 3) Looping of wires shall be in fittings and switch boxes only | 3) Looping of wires shall be in fittings and switch boxes only
129 |  | 4) Location of switches sockets DBs shown on the drawings shall | 4) Location of switches sockets DBs shown on the drawings shall
130 |  | be confirmed with the Architect Consultant Project Manager | be confirmed with the Architect Consultant Project Manager
131 |  | before installation. | before installation.
132 |  | 5) All Surface and concealed Conduits shall be rigid GI conduits of | 5) All Surface and concealed Conduits shall be rigid GI conduits of
133 |  | size not less than 20 mm dia as per applicable IS. | size not less than 20 mm dia as per applicable IS.
134 |  | 6)The Contractor can take more than one circuit in the same conduit | 6)The Contractor can take more than one circuit in the same conduit
135 |  | provided they are of the same phase. The size of conduit shall be | provided they are of the same phase. The size of conduit shall be
136 |  | decided according to the number of wires in it as per applicable IS as | decided according to the number of wires in it as per applicable IS as
137 |  | specified. | specified.
138 |  | 7) Payments for light fixtures fans will be made separately as per the | 7) Payments for light fixtures fans will be made separately as per the
139 |  | items given in Light Fixtures Accessories . | items given in Light Fixtures Accessories .
140 |  | 8) Type location of light fixtures shown in the drawings are | 8) Type location of light fixtures shown in the drawings are
141 |  | tentative and subject to revision as per the recommendation of | tentative and subject to revision as per the recommendation of
142 |  | Architect Consultant. The quantities (number of points and accessories) | Architect Consultant. The quantities (number of points and accessories)
143 |  | of point wiring will be revised as actual installed on account of such | of point wiring will be revised as actual installed on account of such
144 |  | revisions in the layouts. | revisions in the layouts.
145 |  | 9) Circuit wiring from DBs to the switch boards or first light point shall | 9) Circuit wiring from DBs to the switch boards or first light point shall
146 |  | Be included as primary points remaining points of the same looping | Be included as primary points remaining points of the same looping
147 |  | shall be considered as Secondary points and shall be counted in nos. | shall be considered as Secondary points and shall be counted in nos.
148 |  | 10) Circuit Wiring from DB to Kitchen Power points shall be measured in running meters | 10) Circuit Wiring from DB to Kitchen Power points shall be measured in running meters
149 | 1 | Supply, installation, testing commissioning of point wiring for light points, power points. Point wiring for primary point shall include wiring from Distribution Board upto First point of the circuit and shall be measured in nos. Secondary points shall | Supply, installation, testing commissioning of point wiring for light points, power points. Point wiring for primary point shall include wiring from Distribution Board upto First point of the circuit and shall be measured in nos. Secondary points shall
150 | a) | Primary Light points controlled by MCB (1R 3Cx 2.5 sqmm wire) | Primary Light points controlled by MCB (1R 3Cx 2.5 sqmm wire) | Nos. | 0.000 | .00 | 4250.00 | .00 | 4250.00 | .00 | 0.00 | .00 | 0.00 | .00
151 | b) | Secondary Light points looped in the same circuit. (1R 3Cx 2.5 sqmm wire) | Secondary Light points looped in the same circuit. (1R 3Cx 2.5 sqmm wire) | Nos. | 0.000 | .00 | 2450.00 | .00 | 2450.00 | .00 | 0.00 | .00 | 0.00 | .00
152 | 1 | Supply, installation, testing commissioning of point wiring for EMER light points, power points. Point wiring for primary point shall include wiring from Distribution Board upto First point of the circuit and shall be measured in nos. Secondary points | Supply, installation, testing commissioning of point wiring for EMER light points, power points. Point wiring for primary point shall include wiring from Distribution Board upto First point of the circuit and shall be measured in nos. Secondary points
153 | a) | Primary Light points controlled by MCB (1R 3Cx 2.5 sqmm wire) | Primary Light points controlled by MCB (1R 3Cx 2.5 sqmm wire) | Nos. | 0.000 | .00 | 4050.00 | .00 | 4050.00 | .00 | 0.00 | .00 | 0.00 | .00
154 | b) | Secondary Light points looped in the same circuit. (1R 3Cx 2.5 sqmm wire) | Secondary Light points looped in the same circuit. (1R 3Cx 2.5 sqmm wire) | Nos. | 0.000 | .00 | 2500.00 | .00 | 2500.00 | .00 | 0.00 | .00 | 0.00 | .00
155 | 2 | Supply, installation, testing commissioning of point wiring for light Point points, power points. Point wiring for primary point shall include wiring from Switch Board upto First point of the circuit and shall be measured in nos. Secondary points shal | Supply, installation, testing commissioning of point wiring for light Point points, power points. Point wiring for primary point shall include wiring from Switch Board upto First point of the circuit and shall be measured in nos. Secondary points shal
156 | a) | Primary Light Fan points controlled by Switch (1R 3Cx 2.5 sqmm wire) | Primary Light Fan points controlled by Switch (1R 3Cx 2.5 sqmm wire) | Nos. | 15.000 | 51,450.00 | 3430.00 | 51,450.00 | 3850.00 | 57,750.00 | 3500.00 | 52,500.00 | 0.00 | .00
157 | b) | Secondary Light Fan points looped in the same circuit. (1R 3Cx 2.5 sqmm wire) | Secondary Light Fan points looped in the same circuit. (1R 3Cx 2.5 sqmm wire) | Nos. | 22.000 | 35,200.00 | 1950.00 | 42,900.00 | 2230.00 | 49,060.00 | 1600.00 | 35,200.00 | 0.00 | .00
158 | c) | DB to SB SB to SB circuit wiring Wiring for switch board controlled by MCB already installed in DB by using 3 X 2.5 sq. mm flexible FRLSH copper wires in 25mm rigid GI conduits as per IS 9537 part-3 or surface mounted. | DB to SB SB to SB circuit wiring Wiring for switch board controlled by MCB already installed in DB by using 3 X 2.5 sq. mm flexible FRLSH copper wires in 25mm rigid GI conduits as per IS 9537 part-3 or surface mounted. | Mtrs | 80.000 | 23,840.00 | 342.00 | 27,360.00 | 385.00 | 30,800.00 | 298.00 | 23,840.00 | 0.00 | .00
159 | 5 | Providing point wiring for a cluster of 2 nos.6 amps socket outlets and 1 no. 16A switch pop up box for Computer POS Power Points using 3Cx4 sq. mm PVC insulated copper conductor wires from UPSDB to plug point in Existing Floor Raceway GI Conduits a | Providing point wiring for a cluster of 2 nos.6 amps socket outlets and 1 no. 16A switch pop up box for Computer POS Power Points using 3Cx4 sq. mm PVC insulated copper conductor wires from UPSDB to plug point in Existing Floor Raceway GI Conduits a
160 | a) | Primary Point | Primary Point | Nos. | 1.000 | 2,530.00 | 2530.00 | 2,530.00 | 2530.00 | 2,530.00 | 4500.00 | 4,500.00 | 0.00 | .00
161 | b) | Secondary points | Secondary points | Nos. | 1.000 | 1,810.00 | 1810.00 | 1,810.00 | 1810.00 | 1,810.00 | 2100.00 | 2,100.00 | 0.00 | .00
162 | 6 | Providing point wiring for a cluster of 3 nos., 16 amps socket outlets and 1 no. 16A switch pop up box for Display units Laptop plug Points using 3Cx4 sq. mm PVC insulated copper conductor wires from NPDB to plug point in PVC Conduits as specified an | Providing point wiring for a cluster of 3 nos., 16 amps socket outlets and 1 no. 16A switch pop up box for Display units Laptop plug Points using 3Cx4 sq. mm PVC insulated copper conductor wires from NPDB to plug point in PVC Conduits as specified an | Nos. | 0.000 | .00 | 4510.00 | .00 | 0.00 | .00 | 0.00 | .00 | 0.00 | .00
163 | 7 | Providing point wiring for Raw Power points 1no. 6 16A switch socket outlet on Skirting level to be looped from the nearest point using 3Cx4 sq. mm copper conductor wires . (Cost of GI Conduit is included and switch sockets are considered elsewhere). | Providing point wiring for Raw Power points 1no. 6 16A switch socket outlet on Skirting level to be looped from the nearest point using 3Cx4 sq. mm copper conductor wires . (Cost of GI Conduit is included and switch sockets are considered elsewhere).
164 | a) | Primary Point | Primary Point | Nos. | 15.000 | 57,150.00 | 3810.00 | 57,150.00 | 4620.00 | 69,300.00 | 4500.00 | 67,500.00 | 0.00 | .00
165 | b) | Secondary points | Secondary points | Nos. | 14.000 | 29,400.00 | 2210.00 | 30,940.00 | 2710.00 | 37,940.00 | 2100.00 | 29,400.00 | 0.00 | .00
166 | 8 | Providing point wiring for Raw Power points 1no. 6A switch socket outlet on Skirting level to be looped from the nearest point using 3Cx4sq. mm copper conductor wires (Cost of GI Conduit is included and switch sockets are considered elsewhere). (Wires | Providing point wiring for Raw Power points 1no. 6A switch socket outlet on Skirting level to be looped from the nearest point using 3Cx4sq. mm copper conductor wires (Cost of GI Conduit is included and switch sockets are considered elsewhere). (Wires
167 | a) | Primary Point | Primary Point | Nos. | 10.000 | 40,500.00 | 4050.00 | 40,500.00 | 4620.00 | 46,200.00 | 4100.00 | 41,000.00 | 0.00 | .00
168 | b) | Secondary points | Secondary points | Nos. | 10.000 | 20,000.00 | 2210.00 | 22,100.00 | 2710.00 | 27,100.00 | 2000.00 | 20,000.00 | 0.00 | .00
169 | 9 | Providing point wiring for AC points 1no. 20A metel clad switch socket IP 65 outlet near ODU location level to be looped from the nearest point using 2 x 4 sq. mm copper conductor wires and minimum 4 sq. mm copper conductor PVC insulated green colour eart | Providing point wiring for AC points 1no. 20A metel clad switch socket IP 65 outlet near ODU location level to be looped from the nearest point using 2 x 4 sq. mm copper conductor wires and minimum 4 sq. mm copper conductor PVC insulated green colour eart | Nos. | 0.000 | .00 | 4420.00 | .00 | 0.00 | .00 | 0.00 | .00 | 0.00 | .00
170 |  | Wiring for Exhaust fan point with 3Cx2.5.sq mm. insulated copper conductor 1100 volts grade stranded flexible FRLSH wires of approved make in GI conduit . Providing and fixing of 6 amps flush mounted switch at the normal switch level in 1.6 mm thick GI bo | Wiring for Exhaust fan point with 3Cx2.5.sq mm. insulated copper conductor 1100 volts grade stranded flexible FRLSH wires of approved make in GI conduit . Providing and fixing of 6 amps flush mounted switch at the normal switch level in 1.6 mm thick GI bo | Nos. | 0.000 | .00 | 2410.00 | .00 | 2410.00 | .00 | 0.00 | .00 | 0.00 | .00
171 | 10 | Providing point wiring for Primary Secondary CCTV points using 3Cx4 sq. mm PVC insulated copper flexible FRLSH cable in already laid 25 mm dia. GI conduit surface mounted on ceiling, concealed in wall and or through partitions with necessary boxes pul | Providing point wiring for Primary Secondary CCTV points using 3Cx4 sq. mm PVC insulated copper flexible FRLSH cable in already laid 25 mm dia. GI conduit surface mounted on ceiling, concealed in wall and or through partitions with necessary boxes pul | Mtr. | 10.000 | 18,500.00 | 1850.00 | 18,500.00 | 1850.00 | 18,500.00 | 2500.00 | 25,000.00 | 0.00 | .00
172 | 11 | Supply and laying of following PVC insulated copper conductor 1100 volt grade stranded flexible FRLS wire in already laid GI conduit concealed or surface mounted making connections where ever required to complete the installation.(For Kitchen Power Poi | Supply and laying of following PVC insulated copper conductor 1100 volt grade stranded flexible FRLS wire in already laid GI conduit concealed or surface mounted making connections where ever required to complete the installation.(For Kitchen Power Poi
173 | a) | 3Cx4 Sqmm Cu. Wires | 3Cx4 Sqmm Cu. Wires | Mtr. | 300.000 | 63,000.00 | 210.00 | 63,000.00 | 240.00 | 72,000.00 | 210.00 | 63,000.00 | 0.00 | .00
174 | b) | 4R x 4Sqmm + 1R x 2.5Sqmm Cu. Wires | 4R x 4Sqmm + 1R x 2.5Sqmm Cu. Wires | Mtr. | 10.000 | 2,550.00 | 310.00 | 3,100.00 | 385.00 | 3,850.00 | 255.00 | 2,550.00 | 0.00 | .00
175 | c) | 4R x 6Sqmm + 1R x 2.5Sqmm Cu. Wires | 4R x 6Sqmm + 1R x 2.5Sqmm Cu. Wires | Mtr. | 0.000 | .00 | 560.00 | .00 | 560.00 | .00 | 0.00 | .00 | 0.00 | .00
176 | 12 | Supply installation of 25 mm dia. GI conduit with pull box junction box all accessories for Kitchen Bar Power wiring as per the requirement | Supply installation of 25 mm dia. GI conduit with pull box junction box all accessories for Kitchen Bar Power wiring as per the requirement
177 | a | - do - but conduit pipe shall be Rigid type. | - do - but conduit pipe shall be Rigid type. | Mtr. | 150.000 | 31,500.00 | 210.00 | 31,500.00 | 225.00 | 33,750.00 | 280.00 | 42,000.00 | 0.00 | .00
178 | b | - do - but flexible conduit pipe | - do - but flexible conduit pipe | Mtr. | 20.000 | 1,300.00 | 65.00 | 1,300.00 | 75.00 | 1,500.00 | 70.00 | 1,400.00 | 0.00 | .00
179 | 13 | Supply installation of 20 mm dia. GI conduit with pull box junction box all accessories for Lighting Power wiring as per the requirement | Supply installation of 20 mm dia. GI conduit with pull box junction box all accessories for Lighting Power wiring as per the requirement
180 | a | - do - but conduit pipe shall be Rigid type. | - do - but conduit pipe shall be Rigid type. | Mtr. | 50.000 | 9,250.00 | 185.00 | 9,250.00 | 192.00 | 9,600.00 | 220.00 | 11,000.00 | 0.00 | .00
181 | b | - do - but flexible conduit pipe | - do - but flexible conduit pipe | Mtr. | 0.000 | .00 | 55.00 | .00 | 65.00 | .00 | 0.00 | .00 | 0.00 | .00
182 | 14 | Supply and installation of Perforated Cable Tray (ASIAN)out of 14 gauge GI sheet complete with necessary fixing arrangement with Anchor Fastener and all other accessories as per the final approval of the Consultant Architect | Supply and installation of Perforated Cable Tray (ASIAN)out of 14 gauge GI sheet complete with necessary fixing arrangement with Anchor Fastener and all other accessories as per the final approval of the Consultant Architect
183 | a | 300 x 50 x 2mm | 300 x 50 x 2mm | Mtr. | 20.000 | 22,200.00 | 1110.00 | 22,200.00 | 1250.00 | 25,000.00 | 1350.00 | 27,000.00 | 0.00 | .00
184 | b | 200 x 50 x 2mm | 200 x 50 x 2mm | Mtr. | 0.000 | .00 | 755.00 | .00 | 755.00 | .00 | 0.00 | .00 | 0.00 | .00
185 | c | 150 x 50 x 2mm | 150 x 50 x 2mm | Mtr. | 30.000 | 12,300.00 | 410.00 | 12,300.00 | 590.00 | 17,700.00 | 850.00 | 25,500.00 | 0.00 | .00
186 | d | 100 x 50 x 2mm | 100 x 50 x 2mm | Mtr. | 0.000 | .00 | 450.00 | .00 | 450.00 | .00 | 0.00 | .00 | 0.00 | .00
187 | e | 50 x 50 x 2mm | 50 x 50 x 2mm | Mtr. | 0.000 | .00 | 410.00 | .00 | 410.00 | .00 | 0.00 | .00 | 0.00 | .00
188 | 15 | Supply and installation of GI trunking (SV POWER ASIAN) with 2 mm thickness properties clamps for suspension at appropriate intervals as per the route approved by Architect Consultant. (For DATA CONTROL WIRING LIGHTING POWER CIRCUITS KITCHEN) | Supply and installation of GI trunking (SV POWER ASIAN) with 2 mm thickness properties clamps for suspension at appropriate intervals as per the route approved by Architect Consultant. (For DATA CONTROL WIRING LIGHTING POWER CIRCUITS KITCHEN)
189 | a | 300 x 50 x 2mm | 300 x 50 x 2mm | Mtr. | 0.000 | .00 | 1550.00 | .00 | 1550.00 | .00 | 0.00 | .00 | 0.00 | .00
190 | b | 200 x 50 x 2mm | 200 x 50 x 2mm | Mtr. | 0.000 | .00 | 1155.00 | .00 | 1155.00 | .00 | 0.00 | .00 | 0.00 | .00
191 | c | 150 x 50 x 2mm | 150 x 50 x 2mm | Mtr. | 0.000 | .00 | 970.00 | .00 | 970.00 | .00 | 0.00 | .00 | 0.00 | .00
192 | d | 100 x 50 x 2mm | 100 x 50 x 2mm | Mtr. | 0.000 | .00 | 680.00 | .00 | 680.00 | .00 | 0.00 | .00 | 0.00 | .00
193 | e | 50 x 50 x 2mm | 50 x 50 x 2mm | Mtr. | 20.000 | 9,600.00 | 480.00 | 9,600.00 | 650.00 | 13,000.00 | 720.00 | 14,400.00 | 0.00 | .00
194 | 16 | Supply and installation of GI raceway with 2 mm thickness proper ties clamps at appropriate intervals as per the route approved by Architect Consultant. (Cost of cutting the floor for laying of raceways to be included). | Supply and installation of GI raceway with 2 mm thickness proper ties clamps at appropriate intervals as per the route approved by Architect Consultant. (Cost of cutting the floor for laying of raceways to be included).
195 | a | 3 runs of underfloor GI raceways of size 100 x 40 mm | 3 runs of underfloor GI raceways of size 100 x 40 mm | Mtr. | 0.000 | .00 | 1850.00 | .00 | 1850.00 | .00 | 0.00 | .00 | 0.00 | .00
196 | b | 2 runs of underfloor GI raceways of size 100 x 40 mm | 2 runs of underfloor GI raceways of size 100 x 40 mm | Mtr. | 0.000 | .00 | 950.00 | .00 | 920.00 | .00 | 0.00 | .00 | 0.00 | .00
197 | c | 1 runs of underfloor GI raceways of size 100 x 40 mm | 1 runs of underfloor GI raceways of size 100 x 40 mm | Mtr. | 40.000 | 12,400.00 | 310.00 | 12,400.00 | 675.00 | 27,000.00 | 900.00 | 36,000.00 | 0.00 | .00
198 | d | 3 runs of underfloor GI raceway of size 65 x 40 mm | 3 runs of underfloor GI raceway of size 65 x 40 mm | Mtr. | 0.000 | .00 | 1630.00 | .00 | 1630.00 | .00 | 0.00 | .00 | 0.00 | .00
199 | e | 2 runs of underfloor GI raceway of size 65 x 40 mm | 2 runs of underfloor GI raceway of size 65 x 40 mm | Mtr. | 0.000 | .00 | 1120.00 | .00 | 1120.00 | .00 | 0.00 | .00 | 0.00 | .00
200 | f | 1 runs of underfloor GI raceway of size 65 x 40 mm | 1 runs of underfloor GI raceway of size 65 x 40 mm | Mtr. | 0.000 | .00 | 965.00 | .00 | 965.00 | .00 | 0.00 | .00 | 0.00 | .00
201 | 17 | Supply installation of GI junction boxes with 2 mm thickness, 2mm thick SS cover with 2” extra on all sides SS cover on top and having screw fixed plates on all four sides with knock out holes for conduits. The plates shall be retained on the sidezs ha | Supply installation of GI junction boxes with 2 mm thickness, 2mm thick SS cover with 2” extra on all sides SS cover on top and having screw fixed plates on all four sides with knock out holes for conduits. The plates shall be retained on the sidezs ha
202 | a | suitable for 450 x 450 x 50 mm | suitable for 450 x 450 x 50 mm | Nos. | 0.000 | .00 | 2050.00 | .00 | 2550.00 | .00 | 0.00 | .00 | 0.00 | .00
203 | b | suitable for 350 x 350 x 50 mm | suitable for 350 x 350 x 50 mm | Nos. | 0.000 | .00 | 1810.00 | .00 | 1810.00 | .00 | 0.00 | .00 | 0.00 | .00
204 | c | suitable for 250 x 250 x 50 mm | suitable for 250 x 250 x 50 mm | Nos. | 0.000 | .00 | 1550.00 | .00 | 1550.00 | .00 | 0.00 | .00 | 0.00 | .00
205 | d | suitable for 150 x 150 x 50 mm | suitable for 150 x 150 x 50 mm | Nos. | 4.000 | 2,000.00 | 550.00 | 2,200.00 | 1210.00 | 4,840.00 | 500.00 | 2,000.00 | 0.00 | .00
206 | 18 | Supply, installation, testing commissioning of flush mounted plate type switch and switch + sockets with hot dipped GI box complete as per the final approval of Architect Consultant | Supply, installation, testing commissioning of flush mounted plate type switch and switch + sockets with hot dipped GI box complete as per the final approval of Architect Consultant
207 | a | 6A one way plate type switch | 6A one way plate type switch | Nos. | 20.000 | 3,600.00 | 180.00 | 3,600.00 | 240.00 | 4,800.00 | 280.00 | 5,600.00 | 0.00 | .00
208 | b | 6A 5 pin Socket outlet | 6A 5 pin Socket outlet | Nos. | 2.000 | 750.00 | 375.00 | 750.00 | 375.00 | 750.00 | 610.00 | 1,220.00 | 0.00 | .00
209 | c | 6A 5pin switch socket outlet for CCTV Charging point | 6A 5pin switch socket outlet for CCTV Charging point | Nos. | 12.000 | 7,200.00 | 750.00 | 9,000.00 | 790.00 | 9,480.00 | 600.00 | 7,200.00 | 0.00 | .00
210 | d | 2 nos 6A switch socket outlet | 2 nos 6A switch socket outlet | Nos. | 2.000 | 2,780.00 | 1390.00 | 2,780.00 | 1390.00 | 2,780.00 | 1600.00 | 3,200.00 | 0.00 | .00
211 | f | 1 nos. 6 16A socket controlled by1nos 6 16A switch for Kitchen | 1 nos. 6 16A socket controlled by1nos 6 16A switch for Kitchen | Nos. | 25.000 | 18,750.00 | 750.00 | 18,750.00 | 874.00 | 21,850.00 | 1000.00 | 25,000.00 | 0.00 | .00
212 | h | Data Socket (D-Link) | Data Socket (D-Link) | Nos. | 10.000 | 5,550.00 | 555.00 | 5,550.00 | 655.00 | 6,550.00 | 680.00 | 6,800.00 | 0.00 | .00
213 | i | Telephone Socket | Telephone Socket | Nos. | 2.000 | 1,100.00 | 550.00 | 1,100.00 | 550.00 | 1,100.00 | 600.00 | 1,200.00 | 0.00 | .00
214 | j | TV Socket | TV Socket | Nos. | 4.000 | 1,400.00 | 410.00 | 1,640.00 | 450.00 | 1,800.00 | 350.00 | 1,400.00 | 0.00 | .00
215 | k | 2 M Fan Regulator | 2 M Fan Regulator | Nos. | 0.000 | .00 | 850.00 | .00 | 850.00 | .00 | 0.00 | .00 | 0.00 | .00
216 | 16 | Supply, installation of temporary lighting power arrangement for construction purpose of with industrial type switch sockets MCB s ELCB s lighting fittings as required to finish the work for interior contractor necessary electrical protections thr | Supply, installation of temporary lighting power arrangement for construction purpose of with industrial type switch sockets MCB s ELCB s lighting fittings as required to finish the work for interior contractor necessary electrical protections thr | Job | 1.000 | 10,000.00 | 10000.00 | 10,000.00 | 20000.00 | 20,000.00 | 30000.00 | 30,000.00 | 0.00 | .00
217 |  | TOTAL FOR WIRING ACCESSORIES | TOTAL FOR WIRING ACCESSORIES
218 | VI | LIGHTING FITTINGS INSTALLATION | LIGHTING FITTINGS INSTALLATION
219 | 1 | 22 W DOWN LIGHT | 22 W DOWN LIGHT | Nos. | 32.000 | 6,400.00 | 300.00 | 9,600.00 | 350.00 | 11,200.00 | 200.00 | 6,400.00 | 0.00 | .00
220 | 4 | TUBE LIGHT | TUBE LIGHT | Nos. | 2.000 | 200.00 | 250.00 | 500.00 | 250.00 | 500.00 | 100.00 | 200.00 | 0.00 | .00
221 |  | TOTAL FOR LIGHTING FITTINGS INSTALLATION | TOTAL FOR LIGHTING FITTINGS INSTALLATION
222 | VII | EARTHING | EARTHING
223 | 1 | Supply and Installation of Maintenance Free Chemical earthing using Electrode of Size approx. 38 mm dia + - 2mm, 3 metres long bonded with 50x6 copper internal strip complete with excavation, civil works, cast iron cover with backfill compound min. 40 KG | Supply and Installation of Maintenance Free Chemical earthing using Electrode of Size approx. 38 mm dia + - 2mm, 3 metres long bonded with 50x6 copper internal strip complete with excavation, civil works, cast iron cover with backfill compound min. 40 KG | Nos. | 0.000 | .00 | 55500.00 | .00 | 55500.00 | .00 | 0.00 | .00 | 0.00 | .00
224 | 2 | Supply erection of G.I. strip of 50 x 6 mm used for earthing on wall, cable trays with necessary clamps fixed on wall painted with bituminous paint in an approved manner. | Supply erection of G.I. strip of 50 x 6 mm used for earthing on wall, cable trays with necessary clamps fixed on wall painted with bituminous paint in an approved manner. | Mtr. | 0.000 | .00 | 450.00 | .00 | 450.00 | .00 | 0.00 | .00 | 0.00 | .00
225 | 3 | Supply erection of G.I. strip of 25 x 6 mm used for earthing on wall, cable trays with necessary clamps fixed on wall painted with bituminous paint in an approved manner. | Supply erection of G.I. strip of 25 x 6 mm used for earthing on wall, cable trays with necessary clamps fixed on wall painted with bituminous paint in an approved manner. | Mtr. | 0.000 | .00 | 350.00 | .00 | 450.00 | .00 | 0.00 | .00 | 0.00 | .00
226 | 3 | Supply erection of G.I. strip of 25 x 3 mm used for earthing on wall, cable trays with necessary clamps fixed on wall painted with bituminous paint in an approved manner. | Supply erection of G.I. strip of 25 x 3 mm used for earthing on wall, cable trays with necessary clamps fixed on wall painted with bituminous paint in an approved manner. | Mtr. | 60.000 | 10,800.00 | 320.00 | 19,200.00 | 320.00 | 19,200.00 | 180.00 | 10,800.00 | 0.00 | .00
227 | 4 | 1 no. 4 sq. mm YY cable in 25mm HMS GI conduit for earthing FOR NETWORK RACK | 1 no. 4 sq. mm YY cable in 25mm HMS GI conduit for earthing FOR NETWORK RACK | Mtr. | 0.000 | .00 | 60.00 | .00 | 60.00 | .00 | 0.00 | .00 | 0.00 | .00
228 | 5 | Supplying erecting bare copper conductor of 8 swg for earthing purpose | Supplying erecting bare copper conductor of 8 swg for earthing purpose | Mtr. | 40.000 | 2,400.00 | 60.00 | 2,400.00 | 110.00 | 4,400.00 | 90.00 | 3,600.00 | 0.00 | .00
229 | 7 | Supplying erecting bare GI conductor of 8 swg for earthing purpose | Supplying erecting bare GI conductor of 8 swg for earthing purpose | Mtr. | 0.000 | .00 | 55.00 | .00 | 60.00 | .00 | 0.00 | .00 | 0.00 | .00
230 | 8 | Supplying erecting bare cu conductor of 12 swg for earthing purpose | Supplying erecting bare cu conductor of 12 swg for earthing purpose | Mtr. | 0.000 | .00 | 0.00 | .00 | 100.00 | .00 | 0.00 | .00 | 0.00 | .00
231 | 9 | Supplying installation testing commissioning of earth terminal box | Supplying installation testing commissioning of earth terminal box | Nos. | 1.000 | 2,500.00 | 4000.00 | 4,000.00 | 7500.00 | 7,500.00 | 2500.00 | 2,500.00 | 0.00 | .00
232 |  | TOTAL FOR EARTHING | TOTAL FOR EARTHING
233 | VIII | MISCELLANEOUS | MISCELLANEOUS
234 | 1 | Supply Installation of 6A 3 pin plug top | Supply Installation of 6A 3 pin plug top | Nos. | 4.000 | 480.00 | 120.00 | 480.00 | 140.00 | 560.00 | 250.00 | 1,000.00 | 0.00 | .00
235 | 2 | Supply Installation of 16A 3 pin plug top | Supply Installation of 16A 3 pin plug top | Nos. | 8.000 | 1,200.00 | 150.00 | 1,200.00 | 170.00 | 1,360.00 | 350.00 | 2,800.00 | 0.00 | .00
236 | 3 | Supply, installation, testing commissioning of Cat-6 FRLS Cable for Lighting Automation | Supply, installation, testing commissioning of Cat-6 FRLS Cable for Lighting Automation | Mtr. | 50.000 | 4,500.00 | 90.00 | 4,500.00 | 120.00 | 6,000.00 | 100.00 | 5,000.00 | 0.00 | .00
237 | 4 | Supply laying of Rubber Mats, CPRI tested conforming to standards like BS 921, ASTM-D 178 IEC 479 for different operatng voltage ratings as below. | Supply laying of Rubber Mats, CPRI tested conforming to standards like BS 921, ASTM-D 178 IEC 479 for different operatng voltage ratings as below.
238 |  | Supply of 2M x 3M Rubber mat suitable for operatng voltage upto 1.1 KV | Supply of 2M x 3M Rubber mat suitable for operatng voltage upto 1.1 KV | Set | 0.000 | .00 | 2000.00 | .00 | 2500.00 | .00 | 0.00 | .00 | 0.00 | .00
239 | 5 | Supply fixing of approved shock treatment chart written in English and in local Language. The chart shall be framed in Teakwood and covered with glass. | Supply fixing of approved shock treatment chart written in English and in local Language. The chart shall be framed in Teakwood and covered with glass. | Nos. | 0.000 | .00 | 1250.00 | .00 | 1250.00 | .00 | 0.00 | .00 | 0.00 | .00
240 | 6 | Supply fixing of approved Fire Alarm evacuation plan chart written in English and in local Language approved by cleint requrements. | Supply fixing of approved Fire Alarm evacuation plan chart written in English and in local Language approved by cleint requrements. | Nos | 0.000 | .00 | 2500.00 | .00 | 2000.00 | .00 | 0.00 | .00 | 0.00 | .00
241 | 7 | Supply fixing of the best quality LT Danger Boards(415V) for of approved shape and size as specified by the local electrical authorities written in English, and local Language | Supply fixing of the best quality LT Danger Boards(415V) for of approved shape and size as specified by the local electrical authorities written in English, and local Language | Nos. | 1.000 | 400.00 | 540.00 | 540.00 | 1000.00 | 1,000.00 | 400.00 | 400.00 | 0.00 | .00
242 | 8 | Supply handed over to client of First Aid Box | Supply handed over to client of First Aid Box | Set | 1.000 | 1,500.00 | 1500.00 | 1,500.00 | 3000.00 | 3,000.00 | 2750.00 | 2,750.00 | 0.00 | .00
243 | 9 | SITC of Emergency Exit signage (battery operated) approval by client architect consultant. Make Prolite or Equivalent | SITC of Emergency Exit signage (battery operated) approval by client architect consultant. Make Prolite or Equivalent | Nos. | 0.000 | .00 | 1500.00 | .00 | 0.00 | .00 | 0.00 | .00 | 0.00 | .00
244 |  | TOTAL FOR MISELANIOUS | TOTAL FOR MISELANIOUS
245 | IX | LOW VOLTAGE SYSTEM | LOW VOLTAGE SYSTEM
246 | A | DATA AND TELEPHONE SYSTEM | DATA AND TELEPHONE SYSTEM
247 | 1 | Supply Installation of 25mm.dia. HMS GI conduit with pull box junction box all accessories for DATA VOICE WIFI wiring as per the requirement. | Supply Installation of 25mm.dia. HMS GI conduit with pull box junction box all accessories for DATA VOICE WIFI wiring as per the requirement. | Mtr. | 150.000 | 33,000.00 | 220.00 | 33,000.00 | 230.00 | 34,500.00 | 280.00 | 42,000.00 | 0.00 | .00
248 | 2 | Supply Installation of Cat-6 E Cable in above conduits for DATA System. | Supply Installation of Cat-6 E Cable in above conduits for DATA System. | Mtr. | 350.000 | 31,500.00 | 90.00 | 31,500.00 | 120.00 | 42,000.00 | 100.00 | 35,000.00 | 0.00 | .00
249 | 3 | Supply laying indoors multi-pair 0.5mm dia copper PVC insulated and sheathed, armoured telephone cables on walls, ceiling, cable trays, trunking complete with clamps, cable markers etc. from MDF to the various tag blocks as specified | Supply laying indoors multi-pair 0.5mm dia copper PVC insulated and sheathed, armoured telephone cables on walls, ceiling, cable trays, trunking complete with clamps, cable markers etc. from MDF to the various tag blocks as specified
250 | a | 10 pair cable armoured | 10 pair cable armoured | Mtr. | 0.000 | .00 | 95.00 | .00 | 95.00 | .00 | 0.00 | .00 | 0.00 | .00
251 | b | 5 pair cable | 5 pair cable | Mtr. | 0.000 | .00 | 75.00 | .00 | 75.00 | .00 | 0.00 | .00 | 0.00 | .00
252 | c | 3 pair cable | 3 pair cable | Mtr. | 0.000 | .00 | 65.00 | .00 | 65.00 | .00 | 0.00 | .00 | 0.00 | .00
253 | d. | 2 pair cable | 2 pair cable | Mtr. | 0.000 | .00 | 55.00 | .00 | 55.00 | .00 | 0.00 | .00 | 0.00 | .00
254 | 4 | Supply installation of telephone tag block with KRONE terminal connectors, G.I.J.B as specified com-plete with all interconnections and jumper connections bet-ween the two tag blocks on all floors as shown on drgs. | Supply installation of telephone tag block with KRONE terminal connectors, G.I.J.B as specified com-plete with all interconnections and jumper connections bet-ween the two tag blocks on all floors as shown on drgs.
255 | a | 50 pair tel. tag block | 50 pair tel. tag block | Nos. | 0.000 | .00 | 2000.00 | .00 | 2000.00 | .00 | 0.00 | .00 | 0.00 | .00
256 | b | 20 pair tel. tag block | 20 pair tel. tag block | Nos. | 0.000 | .00 | 1450.00 | .00 | 1450.00 | .00 | 0.00 | .00 | 0.00 | .00
257 | c | 10 pair tel. tag block | 10 pair tel. tag block | Nos. | 0.000 | .00 | 1250.00 | .00 | 1210.00 | .00 | 0.00 | .00 | 0.00 | .00
258 |  | TOTAL FOR DATA AND TELEPHONE SYSTEM | TOTAL FOR DATA AND TELEPHONE SYSTEM
259 | B | MATV SYSTEM | MATV SYSTEM
260 | 1 | 6 WAY SPLITTER | 6 WAY SPLITTER | Nos. | 0.000 | .00 | 2410.00 | .00 | 2410.00 | .00 | 0.00 | .00 | 0.00 | .00
261 | 2 | 4 WAY SPLITTER | 4 WAY SPLITTER | Nos. | 0.000 | .00 | 1620.00 | .00 | 1620.00 | .00 | 0.00 | .00 | 0.00 | .00
262 | 3 | Supply Laying of RG-59 Cable | Supply Laying of RG-59 Cable | Mtr. | 0.000 | .00 | 120.00 | .00 | 110.00 | .00 | 0.00 | .00 | 0.00 | .00
263 | 4 | Supply Laying of RG11 Cable | Supply Laying of RG11 Cable | Mtr. | 0.000 | .00 | 110.00 | .00 | 162.00 | .00 | 0.00 | .00 | 0.00 | .00
264 | 5 | Supply Laying of RG6 Cable | Supply Laying of RG6 Cable | Mtr. | 0.000 | .00 | 105.00 | .00 | 95.00 | .00 | 0.00 | .00 | 0.00 | .00

## Technical Score Detail
|  | RFQ No: R0059 COST COMPARISON REPORT | RFQ No: R0059 COST COMPARISON REPORT | RFQ No: R0059 COST COMPARISON REPORT | Comp. Date : 16/01/2024 | Comp. Date : 16/01/2024 | Comp. Date : 16/01/2024 | Vendor Name : Arrow Electricals |  | Vendor Name : Arrow Electrical |  | Vendor Name : Electech Enterprises |  | Vendor Name : Shah Enterprises
|  | RFQ No: R0059 COST COMPARISON REPORT | RFQ No: R0059 COST COMPARISON REPORT | RFQ No: R0059 COST COMPARISON REPORT | RFQ #: R0059 | RFQ #: R0059 | RFQ #: R0059 | Contact Name : |  | Contact Name : Alam Khan |  | Contact Name : |  | Contact Name : Sabir Ali Shah
|  | RFQ No: R0059 COST COMPARISON REPORT | RFQ No: R0059 COST COMPARISON REPORT | RFQ No: R0059 COST COMPARISON REPORT | RFQ Date : 15/01/2024 20:41:02 | RFQ Date : 15/01/2024 20:41:02 | RFQ Date : 15/01/2024 20:41:02 | Vendor City : |  | Vendor City : |  | Vendor City : |  | Vendor City :
|  | RFQ No: R0059 COST COMPARISON REPORT | RFQ No: R0059 COST COMPARISON REPORT | RFQ No: R0059 COST COMPARISON REPORT | BCD Date : 16/01/2024 17:49:00 | BCD Date : 16/01/2024 17:49:00 | BCD Date : 16/01/2024 17:49:00 | Telephone # : |  | Telephone # : |  | Telephone # : |  | Telephone # :
|  | RFQ No: R0059 COST COMPARISON REPORT | RFQ No: R0059 COST COMPARISON REPORT | RFQ No: R0059 COST COMPARISON REPORT |  |  |  | Mobile # : |  | Mobile # : |  | Mobile # : |  | Mobile # :
PR Number : TFSPL-2324-00126 | PR Number : TFSPL-2324-00126 | PR Number : TFSPL-2324-00126 | PR Number : TFSPL-2324-00126 | PR Number : TFSPL-2324-00126 | PR Number : TFSPL-2324-00126 | PR Number : TFSPL-2324-00126 | PR Number : TFSPL-2324-00126 | Email : khakesantosh10@gmail.com |  | Email : project.arrowelectricals@gmail.com |  | Email : alam@electechenterprises.net |  | Email : shahenterindia@gmail.com
Package / RFQ Name : TFAS / RFQ / TFSPL-2324-00126 | Package / RFQ Name : TFAS / RFQ / TFSPL-2324-00126 | Package / RFQ Name : TFAS / RFQ / TFSPL-2324-00126 | Package / RFQ Name : TFAS / RFQ / TFSPL-2324-00126 | Package / RFQ Name : TFAS / RFQ / TFSPL-2324-00126 | Package / RFQ Name : TFAS / RFQ / TFSPL-2324-00126 | Package / RFQ Name : TFAS / RFQ / TFSPL-2324-00126 | Package / RFQ Name : TFAS / RFQ / TFSPL-2324-00126 | Round # : 3 (RFQ) |  | Round # : 3 (RFQ) |  | Round # : 3 (RFQ) |  | Round # : 3 (RFQ)
Buyer : Sarvesh Patil | Buyer : Sarvesh Patil | Buyer : Sarvesh Patil | Buyer : Sarvesh Patil | Buyer : Sarvesh Patil | Buyer : Sarvesh Patil | Buyer : Sarvesh Patil | Buyer : Sarvesh Patil | Quotation Date : |  | Quotation Date : |  | Quotation Date : |  | Quotation Date :
Comp. # : 3 | Comp. # : 3 | Comp. # : 3 | Comp. # : 3 | Comp. # : 3 | Currency :INR | Currency :INR | Currency :INR | Quotation Validity Date : |  | Quotation Validity Date : |  | Quotation Validity Date : |  | Quotation Validity Date :
Comp. # : 3 | Comp. # : 3 | Comp. # : 3 | Comp. # : 3 | Comp. # : 3 | BUDGET PRICE : | .00 |  | Quote Currency : |  | Quote Currency : |  | Quote Currency : |  | Quote Currency :
# | Item Code | Item Description | Last PO Details | Unit | Qty | Last PO Unit Rate | Last PO Total Value | Score | Justification | Score | Justification | Score | Justification | Score | Justification
1 |  | BOQ for Electrical for Delhi T1 Subway |  | NOS | 1.000 | 0.00 | 0.00
2 | I | PANEL SWITCHGEAR |  |  | 0.000 | 0.00 | 0.00
3 | 1 | Supply, installation, testing commissioning of Switchgears.(Standard Product) |  |  | 0.000 | 0.00 | 0.00
4 |  | MAIN PANEL-1 |  | Nos. | 1.000 | 0.00 | 0.00
5 |  | Incomer 63 AMPS 4P MCB, 10kA |  |  | 0.000 | 0.00 | 0.00
6 |  | Meter Protection ELR with CBCT; 60 5A, 15VA, CL-1 CT s -3 Nos. for Schneider make Digital Load Manager (EM 6400 NG) |  |  | 0.000 | 0.00 | 0.00
7 |  | Indication Phase indicating lamps with 6A MCB |  |  | 0.000 | 0.00 | 0.00
8 |  | Busbar 75A TPN AL Busbar |  |  | 0.000 | 0.00 | 0.00
9 |  | Outgoings |  |  | 0.000 | 0.00 | 0.00
10 |  | a) 63A 4P MCB, C TYPE - 3 Nos |  |  | 0.000 | 0.00 | 0.00
11 |  | b) 40A 4P MCB, C TYPE - 2 Nos |  |  | 0.000 | 0.00 | 0.00
12 |  | c) 32A DP MCB, C TYPE - 2 Nos |  |  | 0.000 | 0.00 | 0.00
13 |  | d) 20A 4P MCB, C TYPE - 2 Nos |  |  | 0.000 | 0.00 | 0.00
14 |  | e) MPCB SUITABLE for 1.5 kw motor DOL Starter, Phase Indicating lamps, ON OFF TRIP Indication, ON OFF Push Button-1 Nos. |  |  | 0.000 | 0.00 | 0.00
15 |  | f) MPCB SUITABLE for 1.1 kw motor DOL Starter, Phase Indicating lamps, ON OFF TRIP Indication, ON OFF Push Button-2 Nos. |  |  | 0.000 | 0.00 | 0.00
16 | 1.1 | Supply,Installation,Testing and Commissioning of 20 Amps,DP ELMCB 100mA for HVAC Outdoor Isolation all complete with mounting accessories |  | Nos. | 0.000 | 0.00 | 0.00
17 | 1.2 | Supply,Installation,Testing and Commissioning of 63 Amps,3Pole MCB for HVAC Outdoor Isolation all complete with mounting accessories. |  | Nos. | 0.000 | 0.00 | 0.00
18 | 1.3 | Supply,Installation,Testing and Commissioning of 40 Amps,4Pole MCB for HVAC Outdoor Isolation all complete with mounting accessories. |  | Nos. | 3.000 | 0.00 | 0.00
19 | 1.4 | Supply,Installation,Testing and Commissioning of 32 Amps, DP, MCB for UPS Isolation all complete with mounting accessories for UPS. |  | Nos. | 2.000 | 0.00 | 0.00
20 | 1.5 | Supply installation of DOL starter L T Siemens Legrand for 3 kW load |  | Nos. | 0.000 | 0.00 | 0.00
21 | 1.6 | Supply installation of DOL starter L T Siemens Legrand for 4 kW load |  | Nos. | 0.000 | 0.00 | 0.00
22 | 1.7 | Supply installation of Star Delta starter as per Type-2 Coordination for 3 kW (4HP) load with on off trip indication Lamp, on off push button, phase indication Lamp.(For Exhaust air fan)(EXISTING UNIT PROVIDED BY MALL) |  | Nos. | 0.000 | 0.00 | 0.00
23 | 1.8 | Supply installation of Star Delta starter as per Type-2 Coordination for 9.3 kW (12.5HP) load with on off trip indication Lamp, on off push button, phase indication Lamp.(For Exhaust air fan) |  | Nos. | 0.000 | 0.00 | 0.00
24 | 1.9 | Supply installation of Star delta starter as per Type-2 Coordination for 5.5 kW (7.5HP) load with on off trip indication Lamp, on off push button, phase indication Lamp .(For Fresh air fan) |  | Nos. | 0.000 | 0.00 | 0.00
25 | 1.10 | Supply installation of DOL starter as per Type-2 Coordination for 2.2 kW (3.0HP) load with on off trip indication Lamp, on off push button, phase indication Lamp .(For AHU) |  | Nos. | 0.000 | 0.00 | 0.00
26 | 1.11 | Supply installation of DOL starter as per Type-2 Coordination for 1.5 kW (2.0HP) pump load with on off trip indication Lamp, on off push button, phase indication Lamp .(For Scrubber) |  | Nos. | 0.000 | 0.00 | 0.00
27 | 1.11 | 80 amps 4P ELMCB 300mA with 63A 5 Pin Ray Roll Socket complete with all mounting accessories – for Indoor Legrand make model No. 6078 80 |  | Nos. | 0.000 | 0.00 | 0.00
28 | 1.13 | 63 amps 4P ELMCB 300mA with 63A 5 Pin Ray Roll Socket complete with all mounting accessories – for Indoor Legrand make model No. 6078 80 |  | Nos. | 0.000 | 0.00 | 0.00
29 | 1.14 | 32 amps 4P MCB with 32A 5 Pin Ray Roll Socket complete with all mounting accessories – for Kitchen Legrand make model No. 6078 80 |  | Nos. | 2.000 | 0.00 | 0.00
30 | 1.15 | 25 amps 4P MCB with 25A 5 Pin Ray Roll Socket complete with all mounting accessories – for Kitchen Legrand make model No. 6078 80 |  | Nos. | 0.000 | 0.00 | 0.00
31 | 1.16 | 32A Rey roll socket complete with 32 amps SPMCB with 3 pin metal clad socket - Legrand make Model No. 6078 41 - kitchen power |  | Nos. | 0.000 | 0.00 | 0.00
32 | 1.17 | 20 32A Rey roll socket complete with 25 amps SPMCB with 3 pin metal clad socket Plug top |  | Nos. | 2.000 | 0.00 | 0.00
33 | 1.18 | Set of 1no 25A Metal clad Socket with MCB, and 2nos 6 16A Switch sockets housed in Fabricated SS Panel suitable for hanging arrangement for Kitchen equipments. |  | Nos. | 0.000 | 0.00 | 0.00
34 | 1.19 | Set of Sockets MCB housed in Fabricated SS Panel suitable for hanging arrangement for Kitchen equipments Comprises of following |  | Nos. | 0.000 | 0.00 | 0.00
35 |  | I) 25A, 3Pin industrial metal clad Socket with MCB – 1nos |  |  | 0.000 | 0.00 | 0.00
36 |  | I) 20A, 3Pin industrial metal clad Socket with MCB – 1nos |  |  | 0.000 | 0.00 | 0.00
37 |  | ii)set of 2nos 16A Bakelite Socket with 2nos 16A Switch –3nos |  |  | 0.000 | 0.00 | 0.00
38 |  | iii) Data Socket – 2nos |  |  | 0.000 | 0.00 | 0.00
39 |  | iv) Telephone Socket – 1no. |  |  | 0.000 | 0.00 | 0.00
40 | 1.20 | Set of Sockets Switch housed in Fabricated SS Panel suitable for hanging arrangement for Kitchen equipments Comprises of following |  | Nos. | 0.000 | 0.00 | 0.00
41 |  | I - PHASE , 5 15 AMP. BAKELLITE SOCKET SWITCH |  |  | 0.000 | 0.00 | 0.00
42 | 2 | SITC of Standalone Gas leak detector with inbuilt sounder for Kitchen |  | Nos. | 0.000 | 0.00 | 0.00
43 |  | TOTAL FOR MAIN PANEL SWITCHGEAR |  |  | 0.000 | 0.00 | 0.00
44 | II | UPS |  |  | 0.000 | 0.00 | 0.00
45 | 1 | Supply, Installation, testing and commissioning of 3.0 KVA UPS System Single Phase I C Single Phase O G complete with 30 Minutes Battery Back-up the required accessories as specified in the drawings the specifications. |  | Nos. | 1.000 | 0.00 | 0.00
46 |  | TOTAL FOR UPS |  |  | 0.000 | 0.00 | 0.00
47 | III | DISTRIBUTION BOARDS |  |  | 0.000 | 0.00 | 0.00
48 |  | Supply, installation, testing commissioning of Distribution Boards surface flush mounted with Double door containing MCB ELMCB as incomer and SPMCB as outgoing. All MCBs are of 10KA breaking capacity and ELMCBs RCCB should be of 30mA 100 300 mA sensiv |  |  | 0.000 | 0.00 | 0.00
49 | 1 | MAIN DB (CARRY KITCHEN + CAFECCINO BAR + AREA) |  | Nos. | 0.000 | 0.00 | 0.00
50 |  | 4WAY VTPN DB |  |  | 0.000 | 0.00 | 0.00
51 |  | I C-125A 4P MCCB 16KA |  |  | 0.000 | 0.00 | 0.00
52 |  | O G -3 # 63A TP MCB + 1 # 40A TP MCB |  |  | 0.000 | 0.00 | 0.00
53 | 2 | Kitchen Power DB - KPDB |  | Nos. | 1.000 | 0.00 | 0.00
54 |  | 8 way TPN DB |  |  | 0.000 | 0.00 | 0.00
55 |  | I C-63A FP MCB -1 Nos |  |  | 0.000 | 0.00 | 0.00
56 |  | SUB I C 40A DP RCCB @ 100mA - 3 Nos |  |  | 0.000 | 0.00 | 0.00
57 |  | O G -18 # 10 16 20A SP MCB |  |  | 0.000 | 0.00 | 0.00
58 | 3 | LDB |  | Nos. | 1.000 | 0.00 | 0.00
59 |  | 12 way SPN DB |  |  | 0.000 | 0.00 | 0.00
60 |  | I C-32A RCBO 30mA-1 Nos |  |  | 0.000 | 0.00 | 0.00
61 |  | O G -8 # 6 10A SP MCB |  |  | 0.000 | 0.00 | 0.00
62 | 4 | UPSDB |  | Nos. | 1.000 | 0.00 | 0.00
63 |  | 12 way SPN DB |  |  | 0.000 | 0.00 | 0.00
64 |  | I C-32A RCBO 30mA-1 Nos |  |  | 0.000 | 0.00 | 0.00
65 |  | O G -8 # 6 10A SP MCB |  |  | 0.000 | 0.00 | 0.00
66 |  | TOTAL FOR DISTRIBUTION BOARDS |  |  | 0.000 | 0.00 | 0.00
67 | IV | CABLES ACCESSORIES |  |  | 0.000 | 0.00 | 0.00
68 |  | Supply installation of following LT XLPE FRLS cables rated for 600 1100 volts AC as per IS standard 1554 Part 1 with necessary M.S. clamps. All cables shall be properly clamped or tied when run on cable trays. All such cables shall be provided with |  |  | 0.000 | 0.00 | 0.00
69 | 1 | 3.5C x 300 Sq. mm A2XFY |  | Mtr. | 0.000 | 0.00 | 0.00
70 | 2 | 3.5C x 240 Sq. mm A2XFY |  | Mtr. | 0.000 | 0.00 | 0.00
71 | 3 | 3.5C x 185 Sq. mm A2XFY |  | Mtr. | 0.000 | 0.00 | 0.00
72 | 4 | 3.5C x 150 Sq. mm A2XFY |  | Mtr. | 0.000 | 0.00 | 0.00
73 | 5 | 3.5C x 120 Sq. mm A2XFY |  | Mtr. | 0.000 | 0.00 | 0.00
74 | 6 | 3.5C x 95 Sq. mm A2XFY |  | Mtr. | 0.000 | 0.00 | 0.00
75 | 7 | 3.5C x 70 Sq. mm A2XFY |  | Mtr. | 0.000 | 0.00 | 0.00
76 | 8 | 3.5C x 50 Sq. mm A2XFY |  | Mtr. | 0.000 | 0.00 | 0.00
77 | 9 | 4C x 25 Sq. mm A2XFY |  | Mtr. | 50.000 | 0.00 | 0.00
78 | 10 | 4C x 16 Sq. mm A2XFY |  | Mtr. | 10.000 | 0.00 | 0.00
79 | 11 | 4C x 10 Sq. mm A2XFY |  | Mtr. | 10.000 | 0.00 | 0.00
80 | 12 | 4C x 10 Sq. mm 2XFY ( Cu ) |  | Mtr. | 10.000 | 0.00 | 0.00
81 | 13 | 4C x 16 Sq. mm 2XFY Cable ( Cu ) |  | Mtr. | 10.000 | 0.00 | 0.00
82 | 14 | 4C x 6 Sq. mm 2XFY Cable ( Cu ) |  | Mtr. | 10.000 | 0.00 | 0.00
83 | 15 | 4C x 2.5 Sq. mm 2XFY Cable ( Cu ) |  | Mtr. | 10.000 | 0.00 | 0.00
84 | 16 | 3C x 6sq. mm YWY cable ( Cu ) |  | Mtr. | 0.000 | 0.00 | 0.00
85 | 17 | 3C x 4sq. mm YWY cable ( Cu ) |  | Mtr. | 20.000 | 0.00 | 0.00
86 | 18 | 3C x 2.5 Sq. mm YWY cable ( Cu ) |  | Mtr. | 80.000 | 0.00 | 0.00
87 | 19 | 1C x 10 Sq. mm YY cable ( Cu ) |  | Mtr. | 0.000 | 0.00 | 0.00
88 | 20 | 1C x 6 Sq. mm YY cable ( Cu ) |  | Mtr. | 0.000 | 0.00 | 0.00
89 | 21 | 1C x 4 Sq. mm YY cable ( Cu ) |  | Mtr. | 0.000 | 0.00 | 0.00
90 | 22 | 5Rx1Cx16 Sq.mm YY FRLS Cable (Cu) |  | Mtr. | 0.000 | 0.00 | 0.00
91 | 23 | 5Rx1Cx10 Sq.mm YY FRLS Cable (Cu) |  | Mtr. | 0.000 | 0.00 | 0.00
92 | 24 | 5Rx1Cx6 Sq.mm YY FRLS Cable (Cu) |  | Mtr. | 45.000 | 0.00 | 0.00
93 | 25 | 1Rx1Cx4 Sq.mm YY FRLS Cable (Cu) |  | Mtr. | 50.000 | 0.00 | 0.00
94 | B | Termination of following sizes of cables with Single compression cable gland.(COMET BRAKO) |  |  | 0.000 | 0.00 | 0.00
95 | 1 | 3.5C x 300 Sq. mm A2XFY |  | Nos. | 0.000 | 0.00 | 0.00
96 | 2 | 3.5C x 240 Sq. mm A2XFY |  | Nos. | 0.000 | 0.00 | 0.00
97 | 3 | 3.5C x 185 Sq. mm A2XFY |  | Nos. | 0.000 | 0.00 | 0.00
98 | 4 | 3.5C x 150 Sq. mm A2XFY |  | Nos. | 0.000 | 0.00 | 0.00
99 | 5 | 3.5C x 120 Sq. mm A2XFY |  | Nos. | 0.000 | 0.00 | 0.00
100 | 6 | 3.5C x 95 Sq. mm A2XFY |  | Nos. | 0.000 | 0.00 | 0.00
101 | 7 | 3.5C x 70 Sq. mm A2XFY |  | Nos. | 0.000 | 0.00 | 0.00
102 | 8 | 3.5C x 50 Sq. mm A2XFY |  | Nos. | 0.000 | 0.00 | 0.00
103 | 9 | 4C x 25 Sq. mm A2XFY |  | Nos. | 2.000 | 0.00 | 0.00
104 | 10 | 4C x 16 Sq. mm A2XFY |  | Nos. | 2.000 | 0.00 | 0.00
105 | 11 | 4C x 10 Sq. mm A2XFY |  | Nos. | 0.000 | 0.00 | 0.00
106 | 12 | 4C x 10 Sq. mm 2XFY ( Cu ) |  | Nos. | 0.000 | 0.00 | 0.00
107 | 13 | 4C x 16 Sq. mm 2XFY Cable ( Cu ) |  | Nos. | 0.000 | 0.00 | 0.00
108 | 14 | 4C x 6 Sq. mm 2XFY Cable ( Cu ) |  | Nos. | 0.000 | 0.00 | 0.00
109 | 15 | 4C x 2.5 Sq. mm 2XFY Cable ( Cu ) |  | Nos. | 0.000 | 0.00 | 0.00
110 | 16 | 3C x 6sq. mm YWY cable ( Cu ) |  | Nos. | 0.000 | 0.00 | 0.00
111 | 17 | 3C x 4sq. mm YWY cable ( Cu ) |  | Nos. | 0.000 | 0.00 | 0.00
112 | 18 | 3C x 2.5 Sq. mm YWY cable ( Cu ) |  | Nos. | 6.000 | 0.00 | 0.00
113 | 19 | 1C x 10 Sq. mm YY cable ( Cu ) |  | Nos. | 0.000 | 0.00 | 0.00
114 | 20 | 1C x 6 Sq. mm YY cable ( Cu ) |  | Nos. | 0.000 | 0.00 | 0.00
115 | 21 | 1C x 4 Sq. mm YY cable ( Cu ) |  | Nos. | 0.000 | 0.00 | 0.00
116 | 22 | 5Rx1Cx16 Sq.mm YY FRLS Cable (Cu) |  | Nos. | 0.000 | 0.00 | 0.00
117 | 23 | 5Rx1Cx10 Sq.mm YY FRLS Cable (Cu) |  | Nos. | 0.000 | 0.00 | 0.00
118 | 24 | 5Rx1Cx6 Sq.mm YY FRLS Cable (Cu) |  | Nos. | 4.000 | 0.00 | 0.00
119 | 25 | 1Rx1Cx4 Sq.mm YY FRLS Cable (Cu) |  | Nos. | 2.000 | 0.00 | 0.00
120 |  | TOTAL FOR CABLES ACCESSORIES |  |  | 0.000 | 0.00 | 0.00
121 | V | WIRING ACCESSORIES |  |  | 0.000 | 0.00 | 0.00
122 |  | Notes |  |  | 0.000 | 0.00 | 0.00
123 |  | 1) Rates for point wiring shall include supply installation of Wires wiring acccessories such as angle holders ceiling roses as required. conduits, conduit accessories such as junction boxes, Ts, elbows etc,Switches, sockets fixtures shall not be |  |  | 0.000 | 0.00 | 0.00
124 |  | 2) Unless otherwise specified, all wires in point wiring shall be 2.5 sq.mm |  |  | 0.000 | 0.00 | 0.00
125 |  | Stranded copper conductor 1.1 KV grade, I.S.I. marked (P+N+E), |  |  | 0.000 | 0.00 | 0.00
126 |  | (FRLSH) PVC insulated . |  |  | 0.000 | 0.00 | 0.00
127 |  | Wires shall be colour coded (Red, Yellow and Blue for Phases, |  |  | 0.000 | 0.00 | 0.00
128 |  | Black for Neutral Green for earth). |  |  | 0.000 | 0.00 | 0.00
129 |  | 3) Looping of wires shall be in fittings and switch boxes only |  |  | 0.000 | 0.00 | 0.00
130 |  | 4) Location of switches sockets DBs shown on the drawings shall |  |  | 0.000 | 0.00 | 0.00
131 |  | be confirmed with the Architect Consultant Project Manager |  |  | 0.000 | 0.00 | 0.00
132 |  | before installation. |  |  | 0.000 | 0.00 | 0.00
133 |  | 5) All Surface and concealed Conduits shall be rigid GI conduits of |  |  | 0.000 | 0.00 | 0.00
134 |  | size not less than 20 mm dia as per applicable IS. |  |  | 0.000 | 0.00 | 0.00
135 |  | 6)The Contractor can take more than one circuit in the same conduit |  |  | 0.000 | 0.00 | 0.00
136 |  | provided they are of the same phase. The size of conduit shall be |  |  | 0.000 | 0.00 | 0.00
137 |  | decided according to the number of wires in it as per applicable IS as |  |  | 0.000 | 0.00 | 0.00
138 |  | specified. |  |  | 0.000 | 0.00 | 0.00
139 |  | 7) Payments for light fixtures fans will be made separately as per the |  |  | 0.000 | 0.00 | 0.00
140 |  | items given in Light Fixtures Accessories . |  |  | 0.000 | 0.00 | 0.00
141 |  | 8) Type location of light fixtures shown in the drawings are |  |  | 0.000 | 0.00 | 0.00
142 |  | tentative and subject to revision as per the recommendation of |  |  | 0.000 | 0.00 | 0.00
143 |  | Architect Consultant. The quantities (number of points and accessories) |  |  | 0.000 | 0.00 | 0.00
144 |  | of point wiring will be revised as actual installed on account of such |  |  | 0.000 | 0.00 | 0.00
145 |  | revisions in the layouts. |  |  | 0.000 | 0.00 | 0.00
146 |  | 9) Circuit wiring from DBs to the switch boards or first light point shall |  |  | 0.000 | 0.00 | 0.00
147 |  | Be included as primary points remaining points of the same looping |  |  | 0.000 | 0.00 | 0.00
148 |  | shall be considered as Secondary points and shall be counted in nos. |  |  | 0.000 | 0.00 | 0.00
149 |  | 10) Circuit Wiring from DB to Kitchen Power points shall be measured in running meters |  |  | 0.000 | 0.00 | 0.00
150 | 1 | Supply, installation, testing commissioning of point wiring for light points, power points. Point wiring for primary point shall include wiring from Distribution Board upto First point of the circuit and shall be measured in nos. Secondary points shall |  |  | 0.000 | 0.00 | 0.00
151 | a) | Primary Light points controlled by MCB (1R 3Cx 2.5 sqmm wire) |  | Nos. | 0.000 | 0.00 | 0.00
152 | b) | Secondary Light points looped in the same circuit. (1R 3Cx 2.5 sqmm wire) |  | Nos. | 0.000 | 0.00 | 0.00
153 | 1 | Supply, installation, testing commissioning of point wiring for EMER light points, power points. Point wiring for primary point shall include wiring from Distribution Board upto First point of the circuit and shall be measured in nos. Secondary points |  |  | 0.000 | 0.00 | 0.00
154 | a) | Primary Light points controlled by MCB (1R 3Cx 2.5 sqmm wire) |  | Nos. | 0.000 | 0.00 | 0.00
155 | b) | Secondary Light points looped in the same circuit. (1R 3Cx 2.5 sqmm wire) |  | Nos. | 0.000 | 0.00 | 0.00
156 | 2 | Supply, installation, testing commissioning of point wiring for light Point points, power points. Point wiring for primary point shall include wiring from Switch Board upto First point of the circuit and shall be measured in nos. Secondary points shal |  |  | 0.000 | 0.00 | 0.00
157 | a) | Primary Light Fan points controlled by Switch (1R 3Cx 2.5 sqmm wire) |  | Nos. | 15.000 | 0.00 | 0.00
158 | b) | Secondary Light Fan points looped in the same circuit. (1R 3Cx 2.5 sqmm wire) |  | Nos. | 22.000 | 0.00 | 0.00
159 | c) | DB to SB SB to SB circuit wiring Wiring for switch board controlled by MCB already installed in DB by using 3 X 2.5 sq. mm flexible FRLSH copper wires in 25mm rigid GI conduits as per IS 9537 part-3 or surface mounted. |  | Mtrs | 80.000 | 0.00 | 0.00
160 | 5 | Providing point wiring for a cluster of 2 nos.6 amps socket outlets and 1 no. 16A switch pop up box for Computer POS Power Points using 3Cx4 sq. mm PVC insulated copper conductor wires from UPSDB to plug point in Existing Floor Raceway GI Conduits a |  |  | 0.000 | 0.00 | 0.00
161 | a) | Primary Point |  | Nos. | 1.000 | 0.00 | 0.00
162 | b) | Secondary points |  | Nos. | 1.000 | 0.00 | 0.00
163 | 6 | Providing point wiring for a cluster of 3 nos., 16 amps socket outlets and 1 no. 16A switch pop up box for Display units Laptop plug Points using 3Cx4 sq. mm PVC insulated copper conductor wires from NPDB to plug point in PVC Conduits as specified an |  | Nos. | 0.000 | 0.00 | 0.00
164 | 7 | Providing point wiring for Raw Power points 1no. 6 16A switch socket outlet on Skirting level to be looped from the nearest point using 3Cx4 sq. mm copper conductor wires . (Cost of GI Conduit is included and switch sockets are considered elsewhere). |  |  | 0.000 | 0.00 | 0.00
165 | a) | Primary Point |  | Nos. | 15.000 | 0.00 | 0.00
166 | b) | Secondary points |  | Nos. | 14.000 | 0.00 | 0.00
167 | 8 | Providing point wiring for Raw Power points 1no. 6A switch socket outlet on Skirting level to be looped from the nearest point using 3Cx4sq. mm copper conductor wires (Cost of GI Conduit is included and switch sockets are considered elsewhere). (Wires |  |  | 0.000 | 0.00 | 0.00
168 | a) | Primary Point |  | Nos. | 10.000 | 0.00 | 0.00
169 | b) | Secondary points |  | Nos. | 10.000 | 0.00 | 0.00
170 | 9 | Providing point wiring for AC points 1no. 20A metel clad switch socket IP 65 outlet near ODU location level to be looped from the nearest point using 2 x 4 sq. mm copper conductor wires and minimum 4 sq. mm copper conductor PVC insulated green colour eart |  | Nos. | 0.000 | 0.00 | 0.00
171 |  | Wiring for Exhaust fan point with 3Cx2.5.sq mm. insulated copper conductor 1100 volts grade stranded flexible FRLSH wires of approved make in GI conduit . Providing and fixing of 6 amps flush mounted switch at the normal switch level in 1.6 mm thick GI bo |  | Nos. | 0.000 | 0.00 | 0.00
172 | 10 | Providing point wiring for Primary Secondary CCTV points using 3Cx4 sq. mm PVC insulated copper flexible FRLSH cable in already laid 25 mm dia. GI conduit surface mounted on ceiling, concealed in wall and or through partitions with necessary boxes pul |  | Mtr. | 10.000 | 0.00 | 0.00
173 | 11 | Supply and laying of following PVC insulated copper conductor 1100 volt grade stranded flexible FRLS wire in already laid GI conduit concealed or surface mounted making connections where ever required to complete the installation.(For Kitchen Power Poi |  |  | 0.000 | 0.00 | 0.00
174 | a) | 3Cx4 Sqmm Cu. Wires |  | Mtr. | 300.000 | 0.00 | 0.00
175 | b) | 4R x 4Sqmm + 1R x 2.5Sqmm Cu. Wires |  | Mtr. | 10.000 | 0.00 | 0.00
176 | c) | 4R x 6Sqmm + 1R x 2.5Sqmm Cu. Wires |  | Mtr. | 0.000 | 0.00 | 0.00
177 | 12 | Supply installation of 25 mm dia. GI conduit with pull box junction box all accessories for Kitchen Bar Power wiring as per the requirement |  |  | 0.000 | 0.00 | 0.00
178 | a | - do - but conduit pipe shall be Rigid type. |  | Mtr. | 150.000 | 0.00 | 0.00
179 | b | - do - but flexible conduit pipe |  | Mtr. | 20.000 | 0.00 | 0.00
180 | 13 | Supply installation of 20 mm dia. GI conduit with pull box junction box all accessories for Lighting Power wiring as per the requirement |  |  | 0.000 | 0.00 | 0.00
181 | a | - do - but conduit pipe shall be Rigid type. |  | Mtr. | 50.000 | 0.00 | 0.00
182 | b | - do - but flexible conduit pipe |  | Mtr. | 0.000 | 0.00 | 0.00
183 | 14 | Supply and installation of Perforated Cable Tray (ASIAN)out of 14 gauge GI sheet complete with necessary fixing arrangement with Anchor Fastener and all other accessories as per the final approval of the Consultant Architect |  |  | 0.000 | 0.00 | 0.00
184 | a | 300 x 50 x 2mm |  | Mtr. | 20.000 | 0.00 | 0.00
185 | b | 200 x 50 x 2mm |  | Mtr. | 0.000 | 0.00 | 0.00
186 | c | 150 x 50 x 2mm |  | Mtr. | 30.000 | 0.00 | 0.00
187 | d | 100 x 50 x 2mm |  | Mtr. | 0.000 | 0.00 | 0.00
188 | e | 50 x 50 x 2mm |  | Mtr. | 0.000 | 0.00 | 0.00
189 | 15 | Supply and installation of GI trunking (SV POWER ASIAN) with 2 mm thickness properties clamps for suspension at appropriate intervals as per the route approved by Architect Consultant. (For DATA CONTROL WIRING LIGHTING POWER CIRCUITS KITCHEN) |  |  | 0.000 | 0.00 | 0.00
190 | a | 300 x 50 x 2mm |  | Mtr. | 0.000 | 0.00 | 0.00
191 | b | 200 x 50 x 2mm |  | Mtr. | 0.000 | 0.00 | 0.00
192 | c | 150 x 50 x 2mm |  | Mtr. | 0.000 | 0.00 | 0.00
193 | d | 100 x 50 x 2mm |  | Mtr. | 0.000 | 0.00 | 0.00
194 | e | 50 x 50 x 2mm |  | Mtr. | 20.000 | 0.00 | 0.00
195 | 16 | Supply and installation of GI raceway with 2 mm thickness proper ties clamps at appropriate intervals as per the route approved by Architect Consultant. (Cost of cutting the floor for laying of raceways to be included). |  |  | 0.000 | 0.00 | 0.00
196 | a | 3 runs of underfloor GI raceways of size 100 x 40 mm |  | Mtr. | 0.000 | 0.00 | 0.00
197 | b | 2 runs of underfloor GI raceways of size 100 x 40 mm |  | Mtr. | 0.000 | 0.00 | 0.00
198 | c | 1 runs of underfloor GI raceways of size 100 x 40 mm |  | Mtr. | 40.000 | 0.00 | 0.00
199 | d | 3 runs of underfloor GI raceway of size 65 x 40 mm |  | Mtr. | 0.000 | 0.00 | 0.00
200 | e | 2 runs of underfloor GI raceway of size 65 x 40 mm |  | Mtr. | 0.000 | 0.00 | 0.00
201 | f | 1 runs of underfloor GI raceway of size 65 x 40 mm |  | Mtr. | 0.000 | 0.00 | 0.00
202 | 17 | Supply installation of GI junction boxes with 2 mm thickness, 2mm thick SS cover with 2” extra on all sides SS cover on top and having screw fixed plates on all four sides with knock out holes for conduits. The plates shall be retained on the sidezs ha |  |  | 0.000 | 0.00 | 0.00
203 | a | suitable for 450 x 450 x 50 mm |  | Nos. | 0.000 | 0.00 | 0.00
204 | b | suitable for 350 x 350 x 50 mm |  | Nos. | 0.000 | 0.00 | 0.00
205 | c | suitable for 250 x 250 x 50 mm |  | Nos. | 0.000 | 0.00 | 0.00
206 | d | suitable for 150 x 150 x 50 mm |  | Nos. | 4.000 | 0.00 | 0.00
207 | 18 | Supply, installation, testing commissioning of flush mounted plate type switch and switch + sockets with hot dipped GI box complete as per the final approval of Architect Consultant |  |  | 0.000 | 0.00 | 0.00
208 | a | 6A one way plate type switch |  | Nos. | 20.000 | 0.00 | 0.00
209 | b | 6A 5 pin Socket outlet |  | Nos. | 2.000 | 0.00 | 0.00
210 | c | 6A 5pin switch socket outlet for CCTV Charging point |  | Nos. | 12.000 | 0.00 | 0.00
211 | d | 2 nos 6A switch socket outlet |  | Nos. | 2.000 | 0.00 | 0.00
212 | f | 1 nos. 6 16A socket controlled by1nos 6 16A switch for Kitchen |  | Nos. | 25.000 | 0.00 | 0.00
213 | h | Data Socket (D-Link) |  | Nos. | 10.000 | 0.00 | 0.00
214 | i | Telephone Socket |  | Nos. | 2.000 | 0.00 | 0.00
215 | j | TV Socket |  | Nos. | 4.000 | 0.00 | 0.00
216 | k | 2 M Fan Regulator |  | Nos. | 0.000 | 0.00 | 0.00
217 | 16 | Supply, installation of temporary lighting power arrangement for construction purpose of with industrial type switch sockets MCB s ELCB s lighting fittings as required to finish the work for interior contractor necessary electrical protections thr |  | Job | 1.000 | 0.00 | 0.00
218 |  | TOTAL FOR WIRING ACCESSORIES |  |  | 0.000 | 0.00 | 0.00
219 | VI | LIGHTING FITTINGS INSTALLATION |  |  | 0.000 | 0.00 | 0.00
220 | 1 | 22 W DOWN LIGHT |  | Nos. | 32.000 | 0.00 | 0.00
221 | 4 | TUBE LIGHT |  | Nos. | 2.000 | 0.00 | 0.00
222 |  | TOTAL FOR LIGHTING FITTINGS INSTALLATION |  |  | 0.000 | 0.00 | 0.00
223 | VII | EARTHING |  |  | 0.000 | 0.00 | 0.00
224 | 1 | Supply and Installation of Maintenance Free Chemical earthing using Electrode of Size approx. 38 mm dia + - 2mm, 3 metres long bonded with 50x6 copper internal strip complete with excavation, civil works, cast iron cover with backfill compound min. 40 KG |  | Nos. | 0.000 | 0.00 | 0.00
225 | 2 | Supply erection of G.I. strip of 50 x 6 mm used for earthing on wall, cable trays with necessary clamps fixed on wall painted with bituminous paint in an approved manner. |  | Mtr. | 0.000 | 0.00 | 0.00
226 | 3 | Supply erection of G.I. strip of 25 x 6 mm used for earthing on wall, cable trays with necessary clamps fixed on wall painted with bituminous paint in an approved manner. |  | Mtr. | 0.000 | 0.00 | 0.00
227 | 3 | Supply erection of G.I. strip of 25 x 3 mm used for earthing on wall, cable trays with necessary clamps fixed on wall painted with bituminous paint in an approved manner. |  | Mtr. | 60.000 | 0.00 | 0.00
228 | 4 | 1 no. 4 sq. mm YY cable in 25mm HMS GI conduit for earthing FOR NETWORK RACK |  | Mtr. | 0.000 | 0.00 | 0.00
229 | 5 | Supplying erecting bare copper conductor of 8 swg for earthing purpose |  | Mtr. | 40.000 | 0.00 | 0.00
230 | 7 | Supplying erecting bare GI conductor of 8 swg for earthing purpose |  | Mtr. | 0.000 | 0.00 | 0.00
231 | 8 | Supplying erecting bare cu conductor of 12 swg for earthing purpose |  | Mtr. | 0.000 | 0.00 | 0.00
232 | 9 | Supplying installation testing commissioning of earth terminal box |  | Nos. | 1.000 | 0.00 | 0.00
233 |  | TOTAL FOR EARTHING |  |  | 0.000 | 0.00 | 0.00
234 | VIII | MISCELLANEOUS |  |  | 0.000 | 0.00 | 0.00
235 | 1 | Supply Installation of 6A 3 pin plug top |  | Nos. | 4.000 | 0.00 | 0.00
236 | 2 | Supply Installation of 16A 3 pin plug top |  | Nos. | 8.000 | 0.00 | 0.00
237 | 3 | Supply, installation, testing commissioning of Cat-6 FRLS Cable for Lighting Automation |  | Mtr. | 50.000 | 0.00 | 0.00
238 | 4 | Supply laying of Rubber Mats, CPRI tested conforming to standards like BS 921, ASTM-D 178 IEC 479 for different operatng voltage ratings as below. |  |  | 0.000 | 0.00 | 0.00
239 |  | Supply of 2M x 3M Rubber mat suitable for operatng voltage upto 1.1 KV |  | Set | 0.000 | 0.00 | 0.00
240 | 5 | Supply fixing of approved shock treatment chart written in English and in local Language. The chart shall be framed in Teakwood and covered with glass. |  | Nos. | 0.000 | 0.00 | 0.00
241 | 6 | Supply fixing of approved Fire Alarm evacuation plan chart written in English and in local Language approved by cleint requrements. |  | Nos | 0.000 | 0.00 | 0.00
242 | 7 | Supply fixing of the best quality LT Danger Boards(415V) for of approved shape and size as specified by the local electrical authorities written in English, and local Language |  | Nos. | 1.000 | 0.00 | 0.00
243 | 8 | Supply handed over to client of First Aid Box |  | Set | 1.000 | 0.00 | 0.00
244 | 9 | SITC of Emergency Exit signage (battery operated) approval by client architect consultant. Make Prolite or Equivalent |  | Nos. | 0.000 | 0.00 | 0.00
245 |  | TOTAL FOR MISELANIOUS |  |  | 0.000 | 0.00 | 0.00
246 | IX | LOW VOLTAGE SYSTEM |  |  | 0.000 | 0.00 | 0.00
247 | A | DATA AND TELEPHONE SYSTEM |  |  | 0.000 | 0.00 | 0.00
248 | 1 | Supply Installation of 25mm.dia. HMS GI conduit with pull box junction box all accessories for DATA VOICE WIFI wiring as per the requirement. |  | Mtr. | 150.000 | 0.00 | 0.00
249 | 2 | Supply Installation of Cat-6 E Cable in above conduits for DATA System. |  | Mtr. | 350.000 | 0.00 | 0.00
250 | 3 | Supply laying indoors multi-pair 0.5mm dia copper PVC insulated and sheathed, armoured telephone cables on walls, ceiling, cable trays, trunking complete with clamps, cable markers etc. from MDF to the various tag blocks as specified |  |  | 0.000 | 0.00 | 0.00
251 | a | 10 pair cable armoured |  | Mtr. | 0.000 | 0.00 | 0.00
252 | b | 5 pair cable |  | Mtr. | 0.000 | 0.00 | 0.00
253 | c | 3 pair cable |  | Mtr. | 0.000 | 0.00 | 0.00
254 | d. | 2 pair cable |  | Mtr. | 0.000 | 0.00 | 0.00
255 | 4 | Supply installation of telephone tag block with KRONE terminal connectors, G.I.J.B as specified com-plete with all interconnections and jumper connections bet-ween the two tag blocks on all floors as shown on drgs. |  |  | 0.000 | 0.00 | 0.00
256 | a | 50 pair tel. tag block |  | Nos. | 0.000 | 0.00 | 0.00
257 | b | 20 pair tel. tag block |  | Nos. | 0.000 | 0.00 | 0.00
258 | c | 10 pair tel. tag block |  | Nos. | 0.000 | 0.00 | 0.00
259 |  | TOTAL FOR DATA AND TELEPHONE SYSTEM |  |  | 0.000 | 0.00 | 0.00
260 | B | MATV SYSTEM |  |  | 0.000 | 0.00 | 0.00
261 | 1 | 6 WAY SPLITTER |  | Nos. | 0.000 | 0.00 | 0.00
262 | 2 | 4 WAY SPLITTER |  | Nos. | 0.000 | 0.00 | 0.00
263 | 3 | Supply Laying of RG-59 Cable |  | Mtr. | 0.000 | 0.00 | 0.00
264 | 4 | Supply Laying of RG11 Cable |  | Mtr. | 0.000 | 0.00 | 0.00
265 | 5 | Supply Laying of RG6 Cable |  | Mtr. | 0.000 | 0.00 | 0.00