## Price Comparison
|  | RFQ No: R0078 COST COMPARISON REPORT | RFQ No: R0078 COST COMPARISON REPORT | RFQ No: R0078 COST COMPARISON REPORT | Comp. Date : 09/02/2024 | Comp. Date : 09/02/2024 | Comp. Date : 09/02/2024 | Vendor Name : Luster Enterprises (T052102) | [5 empty] | Vendor Name : Sterling Interiors (T052020) | [5 empty] | Vendor Name : VART INFRACON PRIVATE LIMITED (RV232417353) | [5 empty] | Vendor Name : FALLOW DEZIENCE TREE LLP (RV232417181) | [5 empty] | Vendor Name : INVENTECH SOLUTIONS (RV232417192) | [5 empty] | Vendor Name : ALTITUDE MARKETING LLP (RV232417272) | [5 empty] | Vendor Name : Pioneer Infra And Turnkey Solutions (RV232417609) | [5 empty] | Vendor Name : Shah Enterprises (RV232417624) | [5 empty] | Vendor Name : Rudra Ineriors (T051999) | [5 empty] | Vendor Name : Pikture Perfect Design Studio Pvt. Ltd. (RV232417617)
|  | RFQ No: R0078 COST COMPARISON REPORT | RFQ No: R0078 COST COMPARISON REPORT | RFQ No: R0078 COST COMPARISON REPORT | RFQ #: R0078 | RFQ #: R0078 | RFQ #: R0078 | Contact Name : John | [5 empty] | Contact Name : | [5 empty] | Contact Name : Sameer Darekar/Rohit Mistry | [5 empty] | Contact Name : Khursheed Ahmad/Jasmine Grover | [5 empty] | Contact Name : Shirish Awati | [5 empty] | Contact Name : Lalit Kumar/Vickram Chaudhary | [5 empty] | Contact Name : Pankaj Upadhyay/Bipin Upadhyay | [5 empty] | Contact Name : Sabir Ali Shah | [5 empty] | Contact Name : | [5 empty] | Contact Name : Sonali Dhadve
|  | RFQ No: R0078 COST COMPARISON REPORT | RFQ No: R0078 COST COMPARISON REPORT | RFQ No: R0078 COST COMPARISON REPORT | RFQ Date : 08/02/2024 17:07:44 | RFQ Date : 08/02/2024 17:07:44 | RFQ Date : 08/02/2024 17:07:44 | Vendor City : | [5 empty] | Vendor City : | [5 empty] | Vendor City : | [5 empty] | Vendor City : | [5 empty] | Vendor City : | [5 empty] | Vendor City : | [5 empty] | Vendor City : | [5 empty] | Vendor City : | [5 empty] | Vendor City : | [5 empty] | Vendor City :
|  | RFQ No: R0078 COST COMPARISON REPORT | RFQ No: R0078 COST COMPARISON REPORT | RFQ No: R0078 COST COMPARISON REPORT | BCD Date : 09/02/2024 13:41:00 | BCD Date : 09/02/2024 13:41:00 | BCD Date : 09/02/2024 13:41:00 | Telephone # : | [5 empty] | Telephone # : | [5 empty] | Telephone # : | [5 empty] | Telephone # : | [5 empty] | Telephone # : | [5 empty] | Telephone # : | [5 empty] | Telephone # : | [5 empty] | Telephone # : | [5 empty] | Telephone # : | [5 empty] | Telephone # :
|  | RFQ No: R0078 COST COMPARISON REPORT | RFQ No: R0078 COST COMPARISON REPORT | RFQ No: R0078 COST COMPARISON REPORT |  |  |  | Mobile # : 9667823820 | [5 empty] | Mobile # : | [5 empty] | Mobile # : | [5 empty] | Mobile # : | [5 empty] | Mobile # : | [5 empty] | Mobile # : | [5 empty] | Mobile # : | [5 empty] | Mobile # : | [5 empty] | Mobile # : | [5 empty] | Mobile # :
PR Number : Semolina-2324-00122 | PR Number : Semolina-2324-00122 | PR Number : Semolina-2324-00122 | PR Number : Semolina-2324-00122 | PR Number : Semolina-2324-00122 | PR Number : Semolina-2324-00122 | PR Number : Semolina-2324-00122 | PR Number : Semolina-2324-00122 | Email : lusterenterprisesinterior@gmail.com | [5 empty] | Email : sterlingdesign.intt@gmail.com | [5 empty] | Email : accounts@vartinfra.com | [5 empty] | Email : accounts@fallowdezience.com | [5 empty] | Email : inventechsolutionspune@gmail.com | [5 empty] | Email : vickram@altitudemarketing.in | [5 empty] | Email : bipinu@pioneerindinfra.com | [5 empty] | Email : shahenterindia@gmail.com | [5 empty] | Email : manoj@rudrasip.com | [5 empty] | Email : piktureperfectdesignstudio@gmail.com
Package / RFQ Name : AJ Kitchen - AHM | Package / RFQ Name : AJ Kitchen - AHM | Package / RFQ Name : AJ Kitchen - AHM | Package / RFQ Name : AJ Kitchen - AHM | Package / RFQ Name : AJ Kitchen - AHM | Package / RFQ Name : AJ Kitchen - AHM | Package / RFQ Name : AJ Kitchen - AHM | Package / RFQ Name : AJ Kitchen - AHM | Round # : 7 (RFQ) | [5 empty] | Round # : 7 (RFQ) | [5 empty] | Round # : 7 (RFQ) | [5 empty] | Round # : 7 (RFQ) | [5 empty] | Round # : 7 (RFQ) | [5 empty] | Round # : 7 (RFQ) | [5 empty] | Round # : 7 (RFQ) | [5 empty] | Round # : 7 (RFQ) | [5 empty] | Round # : 7 (RFQ) | [5 empty] | Round # : 7 (RFQ)
Buyer : Jogeswar Sahu / Technical : / Approver : | Buyer : Jogeswar Sahu / Technical : / Approver : | Buyer : Jogeswar Sahu / Technical : / Approver : | Buyer : Jogeswar Sahu / Technical : / Approver : | Buyer : Jogeswar Sahu / Technical : / Approver : | Buyer : Jogeswar Sahu / Technical : / Approver : | Buyer : Jogeswar Sahu / Technical : / Approver : | Buyer : Jogeswar Sahu / Technical : / Approver : | Quotation Date : |  |  | Quotation Validity Date : |  |  | Quotation Date : |  |  | Quotation Validity Date : |  |  | Quotation Date : |  |  | Quotation Validity Date : |  |  | Quotation Date : |  |  | Quotation Validity Date : |  |  | Quotation Date : |  |  | Quotation Validity Date : |  |  | Quotation Date : |  |  | Quotation Validity Date : |  |  | Quotation Date : |  |  | Quotation Validity Date : |  |  | Quotation Date : |  |  | Quotation Validity Date : |  |  | Quotation Date : |  |  | Quotation Validity Date : |  |  | Quotation Date : |  |  | Quotation Validity Date :
Comp. # : 7 | Comp. # : 7 | Comp. # : 7 | Comp. # : 7 | Comp. # : 7 | Currency :INR | Currency :INR | Currency :INR | Buyer Remark : | [5 empty] | Buyer Remark : | [5 empty] | Buyer Remark : | [5 empty] | Buyer Remark : . | [5 empty] | Buyer Remark : | [5 empty] | Buyer Remark : | [5 empty] | Buyer Remark : | [5 empty] | Buyer Remark : | [5 empty] | Buyer Remark : | [5 empty] | Buyer Remark :
Comp. # : 7 | Comp. # : 7 | Comp. # : 7 | Comp. # : 7 | Comp. # : 7 | BUDGET PRICE : | .00 |  | Quote Currency : INR | [5 empty] | Quote Currency : INR | [5 empty] | Quote Currency : INR | [5 empty] | Quote Currency : INR | [5 empty] | Quote Currency : INR | [5 empty] | Quote Currency : INR | [5 empty] | Quote Currency : INR | [5 empty] | Quote Currency : INR | [5 empty] | Quote Currency : INR | [5 empty] | Quote Currency : INR
# | Item Code | Item Description | Unit | Qty | Last PO Details | Lowest Unit Rate | Lowest Vendor | First Bid | Disc % | GST % | Technical | Unit Price | Total | First Bid | Disc % | GST % | Technical | Unit Price | Total | First Bid | Disc % | GST % | Technical | Unit Price | Total | First Bid | Disc % | GST % | Technical | Unit Price | Total | First Bid | Disc % | GST % | Technical | Unit Price | Total | First Bid | Disc % | GST % | Technical | Unit Price | Total | First Bid | Disc % | GST % | Technical | Unit Price | Total | First Bid | Disc % | GST % | Technical | Unit Price | Total | First Bid | Disc % | GST % | Technical | Unit Price | Total | First Bid | Disc % | GST % | Technical | Unit Price | Total
1 |  | Addressable Fire Alarm for AJ Kitchen at Ahmedabad | NOS | 1.00 |  | 46582.00 | INVENTECH SOLUTIONS | 336550.00 | 0.00 | 18.00 |  | 310,000.00 | 310,000.00 | 101906.00 | 0.00 | 18.00 |  | 101,906.00 | 101,906.00 | 93140.00 | 0.00 | 18.00 |  | 93,140.00 | 93,140.00 | 61100.00 | 0.00 | 18.00 |  | 48,695.00 | 48,695.00 | 48696.00 | 0.00 | 8765.28 |  | 46,582.00 | 46,582.00 | 83115.00 | 0.00 | 14960.7 |  | 83,115.00 | 83,115.00 | 109700.00 | 0.00 | 19746 |  | 109,700.00 | 109,700.00 | 219028.00 | 0.00 | 39425.04 |  | 219,028.00 | 219,028.00 |  |  | Regreted | Regreted | Regreted |  |  |  | 0 | Regreted | Regreted
2 |  | Electrical Work for AJ Kitchen at Ahmedabad | NOS | 1.00 |  | 705200.00 | FALLOW DEZIENCE TREE LLP | 900140.00 | 0.00 | 18.00 |  | 875,000.00 | 875,000.00 | 767500.00 | 0.00 | 18.00 |  | 767,500.00 | 767,500.00 | 976530.00 | 0.00 | 18.00 |  | 976,530.00 | 976,530.00 | 831080.00 | 0.00 | 18.00 |  | 705,200.00 | 705,200.00 | 913302.00 | 0.00 | 164394.36 |  | 726,558.00 | 726,558.00 | 1088426.00 | 0.00 | 195916.68 |  | 1,088,415.00 | 1,088,415.00 | 1065365.00 | 0.00 | 191765.7 |  | 1,065,365.00 | 1,065,365.00 | 1678630.00 | 0.00 | 302153.4 |  | 1,678,630.00 | 1,678,630.00 |  |  | Regreted | Regreted | Regreted |  |  |  | 0 | Regreted | Regreted
3 |  | Fire Fighting Systems for AJ Kitchen at Ahmedabad | NOS | 1.00 |  | 47580.00 | Luster Enterprises | 49580.00 | 0.00 | 18.00 |  | 47,580.00 | 47,580.00 | 106550.00 | 0.00 | 18.00 |  | 106,550.00 | 106,550.00 | 181400.00 | 0.00 | 18.00 |  | 181,400.00 | 181,400.00 | 232950.00 | 0.00 | 18.00 |  | 150,500.00 | 150,500.00 | 111861.00 | 0.00 | 20134.98 |  | 101,362.00 | 101,362.00 | 219704.00 | 0.00 | 39546.72 |  | 219,703.00 | 219,703.00 | 178450.00 | 0.00 | 32121 |  | 178,450.00 | 178,450.00 | 152420.00 | 0.00 | 27435.6 |  | 152,420.00 | 152,420.00 |  |  | Regreted | Regreted | Regreted |  |  |  | 0 | Regreted | Regreted
4 |  | Music System for AJ Kitchen at Ahmedabad | NOS | 1.00 |  | 11169.00 | INVENTECH SOLUTIONS | 28500.00 | 0.00 | 18.00 |  | 28,500.00 | 28,500.00 | 36660.00 | 0.00 | 18.00 |  | 36,660.00 | 36,660.00 | 31200.00 | 0.00 | 18.00 |  | 31,200.00 | 31,200.00 | 58500.00 | 0.00 | 18.00 |  | 23,175.00 | 23,175.00 | 24300.00 | 0.00 | 4374 |  | 11,169.00 | 11,169.00 | 23775.00 | 0.00 | 4279.5 |  | 23,775.00 | 23,775.00 | 32325.00 | 0.00 | 5818.5 |  | 32,325.00 | 32,325.00 | 126510.00 | 0.00 | 22771.8 |  | 126,510.00 | 126,510.00 |  |  | Regreted | Regreted | Regreted |  |  |  | 0 | Regreted | Regreted
5 |  | Plumbing Work for AJ Kitchen at Ahmedabad | NOS | 1.00 |  | 185829.00 | INVENTECH SOLUTIONS | 259160.00 | 0.00 | 18.00 |  | 239,160.00 | 239,160.00 | 540240.00 | 0.00 | 18.00 |  | 540,240.00 | 540,240.00 | 463300.00 | 0.00 | 18.00 |  | 463,300.00 | 463,300.00 | 401025.00 | 0.00 | 18.00 |  | 194,260.00 | 194,260.00 | 226930.00 | 0.00 | 40847.4 |  | 185,829.00 | 185,829.00 | 305723.00 | 0.00 | 55030.14 |  | 305,723.00 | 305,723.00 | 220850.00 | 0.00 | 39753 |  | 220,850.00 | 220,850.00 | 447740.00 | 0.00 | 80593.2 |  | 447,740.00 | 447,740.00 | 336880.00 | 0.00 | 18.00 |  | 336,880.00 | 336,880.00 | 544836.00 | 0.00 | 98070.48 |  | 544,836.00 | 544,836.00
6 |  | CCTV requirement for AJ Kitchen at Ahmedabad | NOS | 1.00 |  | 73200.00 | Sterling Interiors | 75600.00 | 0.00 | 18.00 |  | 75,600.00 | 75,600.00 | 73200.00 | 0.00 | 18.00 |  | 73,200.00 | 73,200.00 | 137275.00 | 0.00 | 18.00 |  | 137,275.00 | 137,275.00 | 96650.00 | 0.00 | 18.00 |  | 96,650.00 | 96,650.00 | 146700.00 | 0.00 | 26406 |  | 124,875.00 | 124,875.00 | 96815.00 | 0.00 | 17426.7 |  | 93,815.00 | 93,815.00 | 154325.00 | 0.00 | 27778.5 |  | 154,325.00 | 154,325.00 | 220850.00 | 0.00 | 39753 |  | 220,850.00 | 220,850.00 |  |  | Regreted | Regreted | Regreted |  |  |  | 0 | Regreted | Regreted
7 |  | Civil & Interior work for AJ Kitchen Ahmedabad | NOS | 1.00 |  | 711490.00 | Luster Enterprises | 747490.00 | 0.00 | 18.00 |  | 711,490.00 | 711,490.00 | 1181469.00 | 0.00 | 18.00 |  | 1,181,469.00 | 1,181,469.00 | 1128250.76 | 0.00 | 18.00 |  | 1,128,250.76 | 1,128,250.76 | 1446050.00 | 0.00 | 18.00 |  | 1,085,000.00 | 1,085,000.00 | 1336910.00 | 0.00 | 240643.8 |  | 1,015,057.00 | 1,015,057.00 | 1079991.00 | 0.00 | 194398.38 |  | 1,062,991.00 | 1,062,991.00 | 1781850.00 | 0.00 | 320733 |  | 1,781,850.00 | 1,781,850.00 | 1679335.00 | 0.00 | 302280.3 |  | 1,679,335.00 | 1,679,335.00 | 1586507.00 | 0.00 | 18.00 |  | 1,586,507.00 | 1,586,507.00 | 1793606.00 | 0.00 | 322849.08 |  | 1,793,606.00 | 1,793,606.00
Item Total | [8 empty] | .00 | 411,719.40 |  |  | 2,287,330.00 |  | .00 | 505,354.50 |  |  | 2,807,525.00 |  | .00 | 541,997.24 |  |  | 3,011,095.76 |  | .00 | 414,626.40 |  |  | 2,303,480.00 |  | .00 | 505565.82 |  |  | 2211432 |  | .00 | 521558.82 |  |  | 2877537 |  | .00 | 637715.7 |  |  | 3542865 |  | .00 | 814412.34 |  |  | 4524513 |  | .00 | 346,209.66 |  |  | 1,923,387.00 |  | .00 | 420919.56 |  |  | 2338442
Discount Total Value | [7 empty] | Grand Dis. Amt | .00 |  |  |  | .00 | Grand Dis. Amt | .00 |  |  |  | .00 | Grand Dis. Amt | .00 |  |  |  | .00 | Grand Dis. Amt | .00 |  |  |  | .00 | Grand Dis. Amt | .00 |  |  |  | 0 | Grand Dis. Amt | .00 |  |  |  | .00 | Grand Dis. Amt | .00 |  |  |  | 0 | Grand Dis. Amt | .00 |  |  |  | .00 | Grand Dis. Amt | .00 |  |  |  | .00 | Grand Dis. Amt | .00 |  |  |  | .00
GST Total Amount | [12 empty] | 411,719.40 | [5 empty] | 505,354.50 | [5 empty] | 541,997.24 | [5 empty] | 414,626.40 | [5 empty] | 505565.82 | [5 empty] | 521558.82 | [5 empty] | 637715.7 | [5 empty] | 814412.34 | [5 empty] | 346,209.66 | [5 empty] | 420919.56
Net Landed Cost | [11 empty] | INR | 2,699,049.40 |  |  |  |  | INR | 3,312,879.50 |  |  |  |  | INR | 3,553,093.00 |  |  |  |  | INR | 2,718,106.40 |  |  |  |  | INR | 2716997.82 |  |  |  |  | INR | 3399095.82 |  |  |  |  | INR | 4180580.7 |  |  |  |  | INR | 5338925.34 |  |  |  |  | INR | 2,269,596.66 |  |  |  |  | INR | 2759361.56
Vendor Status | [7 empty] | Round # : 7 (RFQ) | Round # : 7 (RFQ)
Sr No. | Vendor Code | Vendor Name | [5 empty] | Status | Remarks
1 | RV232417624 | Shah Enterprises | [5 empty] | Participate
2 | RV232417617 | Pikture Perfect Design Studio Pvt. Ltd. | [5 empty] | Participate
3 | RV232417609 | Pioneer Infra And Turnkey Solutions | [5 empty] | Participate
4 | RV232417192 | INVENTECH SOLUTIONS | [5 empty] | Participate
5 | RV232417353 | VART INFRACON PRIVATE LIMITED | [5 empty] | Participate
6 | RV232419814 | VSAS GROUP | [5 empty] | Not Participate
7 | RV232419793 | MT DECOR LLP | [5 empty] | Not Participate
8 | RV232417272 | ALTITUDE MARKETING LLP | [5 empty] | Participate
9 | RV232417181 | FALLOW DEZIENCE TREE LLP | [5 empty] | Participate
10 | T052000 | Star & Merit | [5 empty] | Not Participate
11 | T051999 | Rudra Ineriors | [5 empty] | Participate
12 | T051998 | Ivory Interiors | [5 empty] | Participate
13 | T052020 | Sterling Interiors | [5 empty] | Participate
14 | RV232417575 | Luster Enterprises | [5 empty] | Not Participate
15 | T052102 | Luster Enterprises | [5 empty] | Participate

## BOQ Price Bid
|  | RFQ No: R0078 COST COMPARISON REPORT | RFQ No: R0078 COST COMPARISON REPORT | Comp. Date : 09/02/2024 | Comp. Date : 09/02/2024 | Comp. Date : 09/02/2024 | Vendor Name : Luster Enterprises | Vendor Name : Luster Enterprises | Vendor Name : Sterling Interiors | Vendor Name : Sterling Interiors | Vendor Name : VART INFRACON PRIVATE LIMITED | Vendor Name : VART INFRACON PRIVATE LIMITED | Vendor Name : FALLOW DEZIENCE TREE LLP | Vendor Name : FALLOW DEZIENCE TREE LLP | Vendor Name : INVENTECH SOLUTIONS | Vendor Name : INVENTECH SOLUTIONS | Vendor Name : ALTITUDE MARKETING LLP | Vendor Name : ALTITUDE MARKETING LLP | Vendor Name : Pioneer Infra And Turnkey Solutions | Vendor Name : Pioneer Infra And Turnkey Solutions | Vendor Name : Shah Enterprises | Vendor Name : Shah Enterprises | Vendor Name : Rudra Ineriors | Vendor Name : Rudra Ineriors | Vendor Name : Pikture Perfect Design Studio Pvt. Ltd. | Vendor Name : Pikture Perfect Design Studio Pvt. Ltd.
|  | RFQ No: R0078 COST COMPARISON REPORT | RFQ No: R0078 COST COMPARISON REPORT | RFQ #: R0078 | RFQ #: R0078 | RFQ #: R0078 | Contact Name : John | Contact Name : John | Contact Name : | Contact Name : | Contact Name : Sameer Darekar/Rohit Mistry | Contact Name : Sameer Darekar/Rohit Mistry | Contact Name : Khursheed Ahmad/Jasmine Grover | Contact Name : Khursheed Ahmad/Jasmine Grover | Contact Name : Shirish Awati | Contact Name : Shirish Awati | Contact Name : Lalit Kumar/Vickram Chaudhary | Contact Name : Lalit Kumar/Vickram Chaudhary | Contact Name : Pankaj Upadhyay/Bipin Upadhyay | Contact Name : Pankaj Upadhyay/Bipin Upadhyay | Contact Name : Sabir Ali Shah | Contact Name : Sabir Ali Shah | Contact Name : | Contact Name : | Contact Name : Sonali Dhadve | Contact Name : Sonali Dhadve
|  | RFQ No: R0078 COST COMPARISON REPORT | RFQ No: R0078 COST COMPARISON REPORT | RFQ Date : 08/02/2024 17:07:44 | RFQ Date : 08/02/2024 17:07:44 | RFQ Date : 08/02/2024 17:07:44 | Vendor City : | Vendor City : | Vendor City : | Vendor City : | Vendor City : | Vendor City : | Vendor City : | Vendor City : | Vendor City : | Vendor City : | Vendor City : | Vendor City : | Vendor City : | Vendor City : | Vendor City : | Vendor City : | Vendor City : | Vendor City : | Vendor City : | Vendor City :
|  | RFQ No: R0078 COST COMPARISON REPORT | RFQ No: R0078 COST COMPARISON REPORT | BCD Date : 09/02/2024 13:41:00 | BCD Date : 09/02/2024 13:41:00 | BCD Date : 09/02/2024 13:41:00 | Telephone # : | Telephone # : | Telephone # : | Telephone # : | Telephone # : | Telephone # : | Telephone # : | Telephone # : | Telephone # : | Telephone # : | Telephone # : | Telephone # : | Telephone # : | Telephone # : | Telephone # : | Telephone # : | Telephone # : | Telephone # : | Telephone # : | Telephone # :
|  | RFQ No: R0078 COST COMPARISON REPORT | RFQ No: R0078 COST COMPARISON REPORT |  |  |  | Mobile # : 9667823820 | Mobile # : 9667823820 | Mobile # : | Mobile # : | Mobile # : | Mobile # : | Mobile # : | Mobile # : | Mobile # : | Mobile # : | Mobile # : | Mobile # : | Mobile # : | Mobile # : | Mobile # : | Mobile # : | Mobile # : | Mobile # : | Mobile # : | Mobile # :
PR Number : Semolina-2324-00122 | PR Number : Semolina-2324-00122 | PR Number : Semolina-2324-00122 | PR Number : Semolina-2324-00122 | PR Number : Semolina-2324-00122 | PR Number : Semolina-2324-00122 | PR Number : Semolina-2324-00122 | Email : lusterenterprisesinterior@gmail.com | Email : lusterenterprisesinterior@gmail.com | Email : sterlingdesign.intt@gmail.com | Email : sterlingdesign.intt@gmail.com | Email : accounts@vartinfra.com | Email : accounts@vartinfra.com | Email : accounts@fallowdezience.com | Email : accounts@fallowdezience.com | Email : inventechsolutionspune@gmail.com | Email : inventechsolutionspune@gmail.com | Email : vickram@altitudemarketing.in | Email : vickram@altitudemarketing.in | Email : bipinu@pioneerindinfra.com | Email : bipinu@pioneerindinfra.com | Email : shahenterindia@gmail.com | Email : shahenterindia@gmail.com | Email : manoj@rudrasip.com | Email : manoj@rudrasip.com | Email : piktureperfectdesignstudio@gmail.com | Email : piktureperfectdesignstudio@gmail.com
Package / RFQ Name : AJ Kitchen - AHM | Package / RFQ Name : AJ Kitchen - AHM | Package / RFQ Name : AJ Kitchen - AHM | Package / RFQ Name : AJ Kitchen - AHM | Package / RFQ Name : AJ Kitchen - AHM | Package / RFQ Name : AJ Kitchen - AHM | Package / RFQ Name : AJ Kitchen - AHM | Round # : 7 (RFQ) | Round # : 7 (RFQ) | Round # : 7 (RFQ) | Round # : 7 (RFQ) | Round # : 7 (RFQ) | Round # : 7 (RFQ) | Round # : 7 (RFQ) | Round # : 7 (RFQ) | Round # : 7 (RFQ) | Round # : 7 (RFQ) | Round # : 7 (RFQ) | Round # : 7 (RFQ) | Round # : 7 (RFQ) | Round # : 7 (RFQ) | Round # : 7 (RFQ) | Round # : 7 (RFQ) | Round # : 7 (RFQ) | Round # : 7 (RFQ) | Round # : 7 (RFQ) | Round # : 7 (RFQ)
Buyer : Jogeswar Sahu | Buyer : Jogeswar Sahu | Buyer : Jogeswar Sahu | Buyer : Jogeswar Sahu | Buyer : Jogeswar Sahu | Buyer : Jogeswar Sahu | Buyer : Jogeswar Sahu | Techanical Score : | Techanical Score : | Techanical Score : | Techanical Score : | Techanical Score : | Techanical Score : | Techanical Score : | Techanical Score : | Techanical Score : | Techanical Score : | Techanical Score : | Techanical Score : | Techanical Score : | Techanical Score : | Techanical Score : | Techanical Score : | Techanical Score : | Techanical Score : | Techanical Score : | Techanical Score :
Comp. # : 7 | Comp. # : 7 | Comp. # : 7 | Comp. # : 7 | Currency :INR | Currency :INR | Currency :INR | Quotation Date : | Quotation Date : | Quotation Date : | Quotation Date : | Quotation Date : | Quotation Date : | Quotation Date : | Quotation Date : | Quotation Date : | Quotation Date : | Quotation Date : | Quotation Date : | Quotation Date : | Quotation Date : | Quotation Date : | Quotation Date : | Quotation Date : | Quotation Date : | Quotation Date : | Quotation Date :
Comp. # : 7 | Comp. # : 7 | Comp. # : 7 | Comp. # : 7 | BUDGET PRICE :.00 | BUDGET PRICE :.00 | BUDGET PRICE :.00 | Quotation Validity Date : | Quotation Validity Date : | Quotation Validity Date : | Quotation Validity Date : | Quotation Validity Date : | Quotation Validity Date : | Quotation Validity Date : | Quotation Validity Date : | Quotation Validity Date : | Quotation Validity Date : | Quotation Validity Date : | Quotation Validity Date : | Quotation Validity Date : | Quotation Validity Date : | Quotation Validity Date : | Quotation Validity Date : | Quotation Validity Date : | Quotation Validity Date : | Quotation Validity Date : | Quotation Validity Date :
Sr No. | Item Code | Item Name | Item Description | UOM | Qty | Minimum Amount | Unit Price | Amount | Unit Price | Amount | Unit Price | Amount | Unit Price | Amount | Unit Price | Amount | Unit Price | Amount | Unit Price | Amount | Unit Price | Amount | Unit Price | Amount | Unit Price | Amount
1 |  | Addressable Fire Alarm for AJ Kitchen at Ahmedabad | BOQ for Addressable Fire Alarm for AJ Kitchen Ahmedabad | NOS | 1.000 |  |  | 310,000.00 |  | 101,906.00 |  | 93,140.00 |  | 48,695.00 |  | 46,582.00 |  | 83,115.00 |  | 109,700.00 |  | 219,028.00 | Regreted |  | Regreted
1 | A | ADDRESSABLE FIRE ALARM SYSTEM - NOTIFIER MAKE | ADDRESSABLE FIRE ALARM SYSTEM - NOTIFIER MAKE
2 | 1 | Analog Addressable Fire Alarm Control panel with battery back up for 24 hours normal operation and 15 minutes alarm operation. The control panel, battery charger etc. The panel shall be with 1 loop and expandable upto 2 loop capacity. The Fire Alarm Control Panel shall include a full featured operator interface control and annunciation panel that shall include a backlit 640-character liquid crystal display, individual, color coded system status LEDs, and a QWERTY style alphanumeric keypad for the field programming and control of the fire alarm system. Number of Loops Fire alarm panels should be worked out based on loop capacity, It shall be selected keeping atlest 20 addresses as spare capacity in each loop. The control panel shall be capable of network expandable upto multiple panels. The panel all devises should be FM approved and comply UL 864 or equivalent. The enclosure shall also be UL listed or equivalent The quoted rate shall include supply of necessary software and harware for progamming the panel with all necessary licence. Should have the Facility to get integrated with the MAIN FAS Panel of the Building. Electrical main LT panel, (PRO).Connecting to BMS on Bacnet or TCP IP. | Analog Addressable Fire Alarm Control panel with battery back up for 24 hours normal operation and 15 minutes alarm operation. The control panel, battery charger etc. The panel shall be with 1 loop and expandable upto 2 loop capacity. The Fire Alarm Control Panel shall include a full featured operator interface control and annunciation panel that shall include a backlit 640-character liquid crystal display, individual, color coded system status LEDs, and a QWERTY style alphanumeric keypad for the field programming and control of the fire alarm system. Number of Loops Fire alarm panels should be worked out based on loop capacity, It shall be selected keeping atlest 20 addresses as spare capacity in each loop. The control panel shall be capable of network expandable upto multiple panels. The panel all devises should be FM approved and comply UL 864 or equivalent. The enclosure shall also be UL listed or equivalent The quoted rate shall include supply of necessary software and harware for progamming the panel with all necessary licence. Should have the Facility to get integrated with the MAIN FAS Panel of the Building. Electrical main LT panel, (PRO).Connecting to BMS on Bacnet or TCP IP. | Nos | 0.000 | .00 | 135000.00 | .00 | 0.00 | .00 | 0.00 | .00 | 0.00 | .00 | 0.00 | .00 | 0.00 | .00 | 0.00 | .00 | 0.00 | .00 | Regreted |  | Regreted
3 |  | i) Each loop with Min. 125 Devices Detectors modules connection capability of Addressable FACP) 2 Loop Panel. | i) Each loop with Min. 125 Devices Detectors modules connection capability of Addressable FACP) 2 Loop Panel.
4 |  | ii) FACP with all in-built modules displays. | ii) FACP with all in-built modules displays.
5 |  | iii) 240 volts AC power supply, automatic battery charger, 24 volts sealed lead acid batteries sufficient for 24 hours normal working. | iii) 240 volts AC power supply, automatic battery charger, 24 volts sealed lead acid batteries sufficient for 24 hours normal working.
6 |  | iv) Programming setting up | iv) Programming setting up
7 |  | v) system to be capable of operating the system for 2 hours during an emergency condition including all necessary software for remote programming of fire alarm system through central control station. | v) system to be capable of operating the system for 2 hours during an emergency condition including all necessary software for remote programming of fire alarm system through central control station.
8 | 2 | Passive Repeater Panel with 80-Character (2x40) display with supervised power supply from FACP. Repeater Panel shall monitor and control (Scroll, Acknowledge, Reset Mute) all the events of the FACP to which it is connected and it shall have Port Vectoring Event Filtering capability of showing only ALARMS, TROUBLES or SUPERVISORY or customized combinations of user selected events. | Passive Repeater Panel with 80-Character (2x40) display with supervised power supply from FACP. Repeater Panel shall monitor and control (Scroll, Acknowledge, Reset Mute) all the events of the FACP to which it is connected and it shall have Port Vectoring Event Filtering capability of showing only ALARMS, TROUBLES or SUPERVISORY or customized combinations of user selected events. | Nos | 0.000 | .00 | 85000.00 | .00 | 44300.00 | .00 | 0.00 | .00 | 0.00 | .00 | 0.00 | .00 | 0.00 | .00 | 0.00 | .00 | 0.00 | .00 | Regreted |  | Regreted
9 | 2.1 | Supply installation and testing of signal loop components in a suitable galvanised steel junction box. | Supply installation and testing of signal loop components in a suitable galvanised steel junction box.
10 | 3 | Detectors and Devices | Detectors and Devices
11 | 3.1 | Supply,Installation,Testing Commissioning of Analogue Addressable Monitor module having Rotary, decimal addressing system for monitoring the field devices shall be capable of providing DPDTcontact rated at 24V DC, 2A. | Supply,Installation,Testing Commissioning of Analogue Addressable Monitor module having Rotary, decimal addressing system for monitoring the field devices shall be capable of providing DPDTcontact rated at 24V DC, 2A. | Nos | 3.000 | 7,650.00 | 55000.00 | 165,000.00 | 7877.00 | 23,631.00 | 5875.00 | 17,625.00 | 3500.00 | 10,500.00 | 2550.00 | 7,650.00 | 4710.00 | 14,130.00 | 4100.00 | 12,300.00 | 8970.00 | 26,910.00 | Regreted |  | Regreted
12 | 3.2 | Supply,Installation,Testing Commissioning of Analogue Addressable Relay module having Rotary, decimal addressing system and shall be capable of providing DPDTcontact rated at 24v DC, 2A. | Supply,Installation,Testing Commissioning of Analogue Addressable Relay module having Rotary, decimal addressing system and shall be capable of providing DPDTcontact rated at 24v DC, 2A. | Nos | 2.000 | 5,600.00 | 55000.00 | 110,000.00 | 7800.00 | 15,600.00 | 5875.00 | 11,750.00 | 2800.00 | 5,600.00 | 4200.00 | 8,400.00 | 4935.00 | 9,870.00 | 4300.00 | 8,600.00 | 9833.00 | 19,666.00 | Regreted |  | Regreted
13 | 3.3 | Supply,Installation,Testing Commissioning of wall ceiling mounted Horn cum Strobe rated at 82 dBA @ 3m for Audible annunciation and 75cd flashing at 1 Hz for visual indication and necessary accessories including back box. | Supply,Installation,Testing Commissioning of wall ceiling mounted Horn cum Strobe rated at 82 dBA @ 3m for Audible annunciation and 75cd flashing at 1 Hz for visual indication and necessary accessories including back box. | Nos | 1.000 | 2,950.00 | 12500.00 | 12,500.00 | 11845.00 | 11,845.00 | 10900.00 | 10,900.00 | 3400.00 | 3,400.00 | 2950.00 | 2,950.00 | 5750.00 | 5,750.00 | 3500.00 | 3,500.00 | 14410.00 | 14,410.00 | Regreted |  | Regreted
14 | 3.5 | Supply,Installation,Testing Commissioning of above below ceiling mounted Analogue Addressable Flash scan Type Photoelectric smoke detectors having Rotary, decimal addressing system with standard base, built in isolation function and junction box. The detector shall be capable to address in the range of 1-159. The detector shall be with Visible bi-color LEDs for 360 deg viewing and shall blink green every time the detector is addressed, and illuminate steady red on alarm. | Supply,Installation,Testing Commissioning of above below ceiling mounted Analogue Addressable Flash scan Type Photoelectric smoke detectors having Rotary, decimal addressing system with standard base, built in isolation function and junction box. The detector shall be capable to address in the range of 1-159. The detector shall be with Visible bi-color LEDs for 360 deg viewing and shall blink green every time the detector is addressed, and illuminate steady red on alarm. | Nos | 2.000 | 5,700.00 | 6500.00 | 13,000.00 | 3850.00 | 7,700.00 | 5975.00 | 11,950.00 | 3500.00 | 7,000.00 | 2850.00 | 5,700.00 | 4250.00 | 8,500.00 | 5000.00 | 10,000.00 | 12546.00 | 25,092.00 | Regreted |  | Regreted
15 | 3.6 | Supply,Installation,Testing Commissioning of above below ceiling mounted Analogue Addressable Heat Thermal detectors having Rotary, decimal addressing system with standard base, built in isolation function and junction box. The detector shall be capable to address in the range of 1-159. The detector shall be with Visible bi-color LEDs for 360 deg viewing and shall blink green every time the detector is addressed, and illuminate steady red on alarm. | Supply,Installation,Testing Commissioning of above below ceiling mounted Analogue Addressable Heat Thermal detectors having Rotary, decimal addressing system with standard base, built in isolation function and junction box. The detector shall be capable to address in the range of 1-159. The detector shall be with Visible bi-color LEDs for 360 deg viewing and shall blink green every time the detector is addressed, and illuminate steady red on alarm. | Nos | 1.000 | .00 | 2750.00 | 2,750.00 | 0.00 | .00 | 5325.00 | 5,325.00 | 3625.00 | 3,625.00 | 3946.00 | 3,946.00 | 4375.00 | 4,375.00 | 3700.00 | 3,700.00 | 38500.00 | 38,500.00 | Regreted |  | Regreted
16 | 3.7 | Supply,Installation,Testing Commissioning of Addressable Break Glass Manual Call Point having Rotary, decimal addressing system and having an integrally mounted addressabla module that monitors and reports contact status. | Supply,Installation,Testing Commissioning of Addressable Break Glass Manual Call Point having Rotary, decimal addressing system and having an integrally mounted addressabla module that monitors and reports contact status. | Nos | 1.000 | 2,900.00 | 4500.00 | 4,500.00 | 4250.00 | 4,250.00 | 8050.00 | 8,050.00 | 3450.00 | 3,450.00 | 2950.00 | 2,950.00 | 5750.00 | 5,750.00 | 2900.00 | 2,900.00 | 23350.00 | 23,350.00 | Regreted |  | Regreted
17 | 4 | Response indicator. | Response indicator. | Nos | 0.000 | .00 | 560.00 | .00 | 0.00 | .00 | 0.00 | .00 | 0.00 | .00 | 0.00 | .00 | 0.00 | .00 | 0.00 | .00 | 0.00 | .00 | Regreted |  | Regreted
18 |  | NOTE FIRE PANEL SHALL BE PROVIDED WITH FACILITY TO INTEGRATE WITH AIRPORT PANEL | NOTE FIRE PANEL SHALL BE PROVIDED WITH FACILITY TO INTEGRATE WITH AIRPORT PANEL
19 | 5 | CABLES | CABLES
20 |  | Supplying, laying, testing and commissioning of 1100V grade FIRE RESISTANCE LOW SMOKE multicore, round type, insulated, sheathed, flexible copper conductor control cables with Including necessary end terminations with copper lugs, junction box, crimping identification tags at each end etc.,) RED COLOUR ONLY (MAKE RR CABLE) | Supplying, laying, testing and commissioning of 1100V grade FIRE RESISTANCE LOW SMOKE multicore, round type, insulated, sheathed, flexible copper conductor control cables with Including necessary end terminations with copper lugs, junction box, crimping identification tags at each end etc.,) RED COLOUR ONLY (MAKE RR CABLE)
21 | a | 2 core x 1.5 Sq.mm armoured cable(Un-screened, LSZH armoured) | 2 core x 1.5 Sq.mm armoured cable(Un-screened, LSZH armoured) | Mtr | 180.000 | 15,120.00 | 160.00 | 28,800.00 | 216.00 | 38,880.00 | 153.00 | 27,540.00 | 84.00 | 15,120.00 | 95.00 | 17,100.00 | 193.00 | 34,740.00 | 205.00 | 36,900.00 | 395.00 | 71,100.00 | Regreted |  | Regreted
22 | 6 | REWORKS | REWORKS
23 |  | Shifting , relocation and reworking including extending of cable testing and commissioning of the following devices | Shifting , relocation and reworking including extending of cable testing and commissioning of the following devices
24 | a | Photoelectric Smoke Detectors (BFC) at actuals. | Photoelectric Smoke Detectors (BFC) at actuals. | Nos. | 0.000 | .00 | 350.00 | .00 | 0.00 | .00 | 0.00 | .00 | 0.00 | .00 | 0.00 | .00 | 0.00 | .00 | 0.00 | .00 | 0.00 | .00 | Regreted |  | Regreted
25 | b | Response Indicator of AFC detectors at actuals | Response Indicator of AFC detectors at actuals | Nos. | 0.000 | .00 | 200.00 | .00 | 0.00 | .00 | 0.00 | .00 | 0.00 | .00 | 0.00 | .00 | 0.00 | .00 | 0.00 | .00 | 0.00 | .00 | Regreted |  | Regreted
26 |  | TOTAL FOR ADDRESSABLE FIRE ALARM SYSTEM | TOTAL FOR ADDRESSABLE FIRE ALARM SYSTEM
27 |  | SHALL BE CONNECTED WITH AIRPORT FAS LOOP | SHALL BE CONNECTED WITH AIRPORT FAS LOOP
2 |  | Electrical Work for AJ Kitchen at Ahmedabad | BOQ for Electrical Work for AJ Kitchen Ahmedabad | NOS | 1.000 |  |  | 875,000.00 |  | 767,500.00 |  | 976,530.00 |  | 705,200.00 |  | 726,558.00 |  | 1,088,415.00 |  | 1,065,365.00 |  | 1,678,630.00 | Regreted |  | Regreted
28 | I | PANEL SWITCHGEAR | PANEL SWITCHGEAR
29 | 1 | Supply, installation, testing commissioning of free standing, floor mounting compartmentalized panels fabricated out of CRCA sheet steel sections after carrying out 7 tank cleaning process and duly powder coated using Siemens Grey Shade No. RAL 7032. The frame structure, doors and gland plates shall have 2.0 mm thick sheets and partitions shall be with 1.6 mm thick CRCA sheet. Base channel size 75 x 40 x 6 mm of ISMC shall be provided. The panel shall be dust and vermin proof with neoprene gasket. The doors shall be provided with concealed hinges and with brazing wherever required to avoid deformation and shall be earthed. The bus bar shall be of tinned Copper with epoxy supports and shall be insulated with colour coded heat shrink sleeves. The control wiring min. 2,5 Sq.mm shall be ZHLS type. The Panel shall be provided with CTs, phase indication lamps, meters, relays and all switchgear, etc. as per the SLD. The panel shall be complete in all aspects as per the final approval of the Consultant. All componants for Switchgears shall be L T Legrand | Supply, installation, testing commissioning of free standing, floor mounting compartmentalized panels fabricated out of CRCA sheet steel sections after carrying out 7 tank cleaning process and duly powder coated using Siemens Grey Shade No. RAL 7032. The frame structure, doors and gland plates shall have 2.0 mm thick sheets and partitions shall be with 1.6 mm thick CRCA sheet. Base channel size 75 x 40 x 6 mm of ISMC shall be provided. The panel shall be dust and vermin proof with neoprene gasket. The doors shall be provided with concealed hinges and with brazing wherever required to avoid deformation and shall be earthed. The bus bar shall be of tinned Copper with epoxy supports and shall be insulated with colour coded heat shrink sleeves. The control wiring min. 2,5 Sq.mm shall be ZHLS type. The Panel shall be provided with CTs, phase indication lamps, meters, relays and all switchgear, etc. as per the SLD. The panel shall be complete in all aspects as per the final approval of the Consultant. All componants for Switchgears shall be L T Legrand
30 | a | Providing installing MAIN LT PANEL as per SLD Spec. | Providing installing MAIN LT PANEL as per SLD Spec. | Set | 1.000 | .00 | 150000.00 | 150,000.00 | 115000.00 | 115,000.00 | 95000.00 | 95,000.00 | 22820.00 | 22,820.00 | 148153.00 | 148,153.00 | 20712.00 | 20,712.00 | 125000.00 | 125,000.00 | 0.00 | .00 | Regreted |  | Regreted
31 |  | 125 Amps 4 pole, 25kA MCCB as a Incomer with overload, short circuit Earth Fault protection, Energy manager with RS485 port for BMS connectivity 4A with SP MCB with 100 5A-3 Nos., 15VA, CL-1 CT s for metering of AE make and phase indicating lamps Vaishno make with SPMCB | 125 Amps 4 pole, 25kA MCCB as a Incomer with overload, short circuit Earth Fault protection, Energy manager with RS485 port for BMS connectivity 4A with SP MCB with 100 5A-3 Nos., 15VA, CL-1 CT s for metering of AE make and phase indicating lamps Vaishno make with SPMCB
32 |  | Busbar chamber - 1 set, 4 pole 125A Tinned AL. Busbar with necessary | Busbar chamber - 1 set, 4 pole 125A Tinned AL. Busbar with necessary
33 |  | OUTGOINGS | OUTGOINGS
34 | i. | 32A 4P MCB – 1 Nos. | 32A 4P MCB – 1 Nos.
35 | ii. | 40A 4P MCB – 2 Nos. | 40A 4P MCB – 2 Nos.
36 | iii. | 63A 4P MCB – 3 Nos. | 63A 4P MCB – 3 Nos.
37 | iv. | 80A 4P MCCB 16kA TM Based O C, S C release. | 80A 4P MCCB 16kA TM Based O C, S C release.
38 | 2 | Supply, installation, testing commissioning of Switchgears.(Standard Product) | Supply, installation, testing commissioning of Switchgears.(Standard Product)
39 | a | Supply,Installation,Testing and Commissioning of 40 Amps,4Pole MCB with ELCB at 300mAh for HVAC Outdoor Isolation all complete with mounting accessories | Supply,Installation,Testing and Commissioning of 40 Amps,4Pole MCB with ELCB at 300mAh for HVAC Outdoor Isolation all complete with mounting accessories | Nos. | 0.000 | .00 | 3850.00 | .00 | 0.00 | .00 | 0.00 | .00 | 0.00 | .00 | 5987.00 | .00 | 0.00 | .00 | 0.00 | .00 | 0.00 | .00 | Regreted |  | Regreted
40 | b | Supply,Installation,Testing and Commissioning of 32 Amps,4Pole MCB for HVAC Outdoor Isolation all complete with mounting accessories. | Supply,Installation,Testing and Commissioning of 32 Amps,4Pole MCB for HVAC Outdoor Isolation all complete with mounting accessories. | Nos. | 1.000 | .00 | 2460.00 | 2,460.00 | 3250.00 | 3,250.00 | 32500.00 | 32,500.00 | 1000.00 | 1,000.00 | 4255.00 | 4,255.00 | 2148.00 | 2,148.00 | 4200.00 | 4,200.00 | 0.00 | .00 | Regreted |  | Regreted
41 | c | Supply,Installation,Testing and Commissioning of 40 Amps, DP, MCB for UPS INVERTER Isolation all complete with mounting accessories for UPS. | Supply,Installation,Testing and Commissioning of 40 Amps, DP, MCB for UPS INVERTER Isolation all complete with mounting accessories for UPS. | Nos. | 2.000 | .00 | 1350.00 | 2,700.00 | 4420.00 | 8,840.00 | 32500.00 | 65,000.00 | 1100.00 | 2,200.00 | 3500.00 | 7,000.00 | 2052.00 | 4,104.00 | 2200.00 | 4,400.00 | 0.00 | .00 | Regreted |  | Regreted
42 | d | Supply installation of DOL starter L T Siemens Legrand for 3 kW load | Supply installation of DOL starter L T Siemens Legrand for 3 kW load | Nos. | 0.000 | .00 | 12500.00 | .00 | 0.00 | .00 | 0.00 | .00 | 0.00 | .00 | 3937.00 | .00 | 0.00 | .00 | 0.00 | .00 | 0.00 | .00 | Regreted |  | Regreted
43 | e | Supply installation of DOL starter L T Siemens Legrand for 4 kW load | Supply installation of DOL starter L T Siemens Legrand for 4 kW load | Nos. | 0.000 | .00 | 16500.00 | .00 | 0.00 | .00 | 0.00 | .00 | 0.00 | .00 | 4375.00 | .00 | 0.00 | .00 | 0.00 | .00 | 0.00 | .00 | Regreted |  | Regreted
44 | f | Supply installation of Star Delta starter as per Type-2 Coordination for 3 kW (4HP) load with on off trip indication Lamp, on off push button, phase indication Lamp .(For Exhaust air fan)(EXISTING UNIT PROVIDED BY MALL) | Supply installation of Star Delta starter as per Type-2 Coordination for 3 kW (4HP) load with on off trip indication Lamp, on off push button, phase indication Lamp .(For Exhaust air fan)(EXISTING UNIT PROVIDED BY MALL) | Nos. | 0.000 | .00 | 24500.00 | .00 | 0.00 | .00 | 0.00 | .00 | 0.00 | .00 | 16875.00 | .00 | 0.00 | .00 | 0.00 | .00 | 0.00 | .00 | Regreted |  | Regreted
45 | g | Supply installation of Star Delta starter as per Type-2 Coordination for 9.3 kW (12.5HP) load with on off trip indication Lamp, on off push button, phase indication Lamp .(For Exhaust air fan) | Supply installation of Star Delta starter as per Type-2 Coordination for 9.3 kW (12.5HP) load with on off trip indication Lamp, on off push button, phase indication Lamp .(For Exhaust air fan) | Nos. | 0.000 | .00 | 45000.00 | .00 | 0.00 | .00 | 0.00 | .00 | 0.00 | .00 | 0.00 | .00 | 0.00 | .00 | 0.00 | .00 | 0.00 | .00 | Regreted |  | Regreted
46 | h | Supply installation of Star delta starter as per Type-2 Coordination for 5.5 kW (7.5HP) load with on off trip indication Lamp, on off push button, phase indication Lamp .(For Fresh air fan) | Supply installation of Star delta starter as per Type-2 Coordination for 5.5 kW (7.5HP) load with on off trip indication Lamp, on off push button, phase indication Lamp .(For Fresh air fan) | Nos. | 0.000 | .00 | 37000.00 | .00 | 0.00 | .00 | 0.00 | .00 | 0.00 | .00 | 0.00 | .00 | 0.00 | .00 | 0.00 | .00 | 0.00 | .00 | Regreted |  | Regreted
47 | i | Supply installation of DOL starter as per Type-2 Coordination for 2.2 kW (3.0HP) load with on off trip indication Lamp, on off push button, phase indication Lamp .(For AHU) | Supply installation of DOL starter as per Type-2 Coordination for 2.2 kW (3.0HP) load with on off trip indication Lamp, on off push button, phase indication Lamp .(For AHU) | Nos. | 0.000 | .00 | 8000.00 | .00 | 0.00 | .00 | 0.00 | .00 | 0.00 | .00 | 0.00 | .00 | 0.00 | .00 | 0.00 | .00 | 0.00 | .00 | Regreted |  | Regreted
48 | j | Supply installation of DOL starter as per Type-2 Coordination for 1.5 kW (2.0HP) pump load with on off trip indication Lamp, on off push button, phase indication Lamp .(For Scrubber) | Supply installation of DOL starter as per Type-2 Coordination for 1.5 kW (2.0HP) pump load with on off trip indication Lamp, on off push button, phase indication Lamp .(For Scrubber) | Nos. | 0.000 | .00 | 4500.00 | .00 | 0.00 | .00 | 0.00 | .00 | 0.00 | .00 | 0.00 | .00 | 0.00 | .00 | 0.00 | .00 | 0.00 | .00 | Regreted |  | Regreted
49 | k | 80 amps 4P ELMCB 300mA with 63A 5 Pin Ray Roll Socket complete with all mounting accessories – for Indoor Legrand make model No. 6078 80 | 80 amps 4P ELMCB 300mA with 63A 5 Pin Ray Roll Socket complete with all mounting accessories – for Indoor Legrand make model No. 6078 80 | Nos. | 0.000 | .00 | 3800.00 | .00 | 0.00 | .00 | 0.00 | .00 | 0.00 | .00 | 17850.00 | .00 | 0.00 | .00 | 0.00 | .00 | 0.00 | .00 | Regreted |  | Regreted
50 | l | 63 amps 4P ELMCB 300mA with 63A 5 Pin Ray Roll Socket complete with all mounting accessories – for Indoor Legrand make model No. 6078 80 | 63 amps 4P ELMCB 300mA with 63A 5 Pin Ray Roll Socket complete with all mounting accessories – for Indoor Legrand make model No. 6078 80 | Nos. | 0.000 | .00 | 3200.00 | .00 | 0.00 | .00 | 0.00 | .00 | 0.00 | .00 | 15187.00 | .00 | 0.00 | .00 | 0.00 | .00 | 0.00 | .00 | Regreted |  | Regreted
51 | m | 32 amps 4P MCB with 32A 5 Pin Ray Roll Socket complete with all mounting accessories – for Kitchen Legrand make model No. 6078 80 | 32 amps 4P MCB with 32A 5 Pin Ray Roll Socket complete with all mounting accessories – for Kitchen Legrand make model No. 6078 80 | Nos. | 0.000 | .00 | 2350.00 | .00 | 0.00 | .00 | 0.00 | .00 | 0.00 | .00 | 8475.00 | .00 | 0.00 | .00 | 0.00 | .00 | 0.00 | .00 | Regreted |  | Regreted
52 | n | 25 amps 4P MCB with 25A 5 Pin Ray Roll Socket complete with all mounting accessories – for Kitchen Legrand make model No. 6078 80 | 25 amps 4P MCB with 25A 5 Pin Ray Roll Socket complete with all mounting accessories – for Kitchen Legrand make model No. 6078 80 | Nos. | 0.000 | .00 | 2200.00 | .00 | 0.00 | .00 | 0.00 | .00 | 0.00 | .00 | 8475.00 | .00 | 0.00 | .00 | 0.00 | .00 | 12500.00 | .00 | Regreted |  | Regreted
53 | o | 25A Rey roll socket complete with 25 amps SPMCB with 3 pin metal clad socket - Legrand make Model No. 6078 41 | 25A Rey roll socket complete with 25 amps SPMCB with 3 pin metal clad socket - Legrand make Model No. 6078 41 | Nos. | 0.000 | .00 | 2960.00 | .00 | 0.00 | .00 | 0.00 | .00 | 0.00 | .00 | 3687.00 | .00 | 0.00 | .00 | 0.00 | .00 | 12500.00 | .00 | Regreted |  | Regreted
54 | p | 20A Rey roll socket complete with 32 amps DPMCB with 3 pin metal clad socket - Legrand make Model No. 6078 41 | 20A Rey roll socket complete with 32 amps DPMCB with 3 pin metal clad socket - Legrand make Model No. 6078 41 | Nos. | 9.000 | 7,200.00 | 2600.00 | 23,400.00 | 2420.00 | 21,780.00 | 2750.00 | 24,750.00 | 800.00 | 7,200.00 | 3687.00 | 33,183.00 | 3788.00 | 34,092.00 | 3600.00 | 32,400.00 | 10500.00 | 94,500.00 | Regreted |  | Regreted
55 | q | 5 15A Rey roll socket complete with 15 amps SPMCB with 3 pin metal clad socket - Legrand make Model No. 6078 41 | 5 15A Rey roll socket complete with 15 amps SPMCB with 3 pin metal clad socket - Legrand make Model No. 6078 41 | Nos. | 5.000 | 3,500.00 | 1860.00 | 9,300.00 | 2150.00 | 10,750.00 | 2200.00 | 11,000.00 | 700.00 | 3,500.00 | 3437.00 | 17,185.00 | 34265.00 | 171,325.00 | 3200.00 | 16,000.00 | 10500.00 | 52,500.00 | Regreted |  | Regreted
56 | r | Set of 1no 25A Metal clad Socket with MCB, and 2nos 6 16A Switch sockets housed in Fabricated SS Panel suitable for hanging arrangement for Kitchen equipments. | Set of 1no 25A Metal clad Socket with MCB, and 2nos 6 16A Switch sockets housed in Fabricated SS Panel suitable for hanging arrangement for Kitchen equipments. | Nos. | 0.000 | .00 | 3560.00 | .00 | 0.00 | .00 | 0.00 | .00 | 0.00 | .00 | 0.00 | .00 | 0.00 | .00 | 0.00 | .00 | 0.00 | .00 | Regreted |  | Regreted
57 | 3 | SITC of Standalone Gas leak detector with inbuilt sounder for Kitchen | SITC of Standalone Gas leak detector with inbuilt sounder for Kitchen | Nos. | 0.000 | .00 | 15600.00 | .00 | 0.00 | .00 | 0.00 | .00 | 0.00 | .00 | 0.00 | .00 | 0.00 | .00 | 0.00 | .00 | 0.00 | .00 | Regreted |  | Regreted
58 |  | TOTAL FOR MAIN PANEL SWITCHGEAR | TOTAL FOR MAIN PANEL SWITCHGEAR
59 | II | INVERTER UPS | INVERTER UPS
60 | 1 | Supply, Installation, testing and commissioning of 6 KVA UPS System Single Phase I C Single Phase O G complete with 30 Minutes Battery Back-up the required accessories as specified in the drawings the specifications. | Supply, Installation, testing and commissioning of 6 KVA UPS System Single Phase I C Single Phase O G complete with 30 Minutes Battery Back-up the required accessories as specified in the drawings the specifications. | Nos | 1.000 | .00 | 65000.00 | 65,000.00 | 68500.00 | 68,500.00 | 110000.00 | 110,000.00 | 70000.00 | 70,000.00 | 81250.00 | 81,250.00 | 68688.00 | 68,688.00 | 55000.00 | 55,000.00 | 0.00 | .00 | Regreted |  | Regreted
61 |  | TOTAL FOR UPS | TOTAL FOR UPS
62 | III | DISTRIBUTION BOARDS | DISTRIBUTION BOARDS
63 |  | Supply, installation, testing commissioning of Distribution Boards surface flush mounted with Double door containing MCB ELMCB as incomer and SPMCB as outgoing. All MCBs are of 10KA breaking capacity and ELMCBs RCCB should be of 30mA 100 mA sensivity. The DB shall have appropriate no. of top and bottom knock outs for outgoing circuits and shall be complete with necessary busbars, interconnection terminals and earth studs. All terminations in DB shall be complete with ferulling, dressing and all circuits shall be properly labeled with PVC strip (sticker type) having identification as per the final approval of Consultant. For UPS DB MCB shall be D type and other MCBs shall be C category for lighting and raw power DB LEGRAND L T | Supply, installation, testing commissioning of Distribution Boards surface flush mounted with Double door containing MCB ELMCB as incomer and SPMCB as outgoing. All MCBs are of 10KA breaking capacity and ELMCBs RCCB should be of 30mA 100 mA sensivity. The DB shall have appropriate no. of top and bottom knock outs for outgoing circuits and shall be complete with necessary busbars, interconnection terminals and earth studs. All terminations in DB shall be complete with ferulling, dressing and all circuits shall be properly labeled with PVC strip (sticker type) having identification as per the final approval of Consultant. For UPS DB MCB shall be D type and other MCBs shall be C category for lighting and raw power DB LEGRAND L T
64 | 1 | Lighting Distribution Board - LPDB | Lighting Distribution Board - LPDB | Nos. | 1.000 | .00 | 18000.00 | 18,000.00 | 18500.00 | 18,500.00 | 29000.00 | 29,000.00 | 5000.00 | 5,000.00 | 23687.00 | 23,687.00 | 22824.00 | 22,824.00 | 28000.00 | 28,000.00 | 0.00 | .00 | Regreted |  | Regreted
65 |  | 8 WAY TPN DB | 8 WAY TPN DB
66 |  | I C- 1 # 32A FP MCB , 10KA | I C- 1 # 32A FP MCB , 10KA
67 |  | SUB I C - 3 # 25A DP RCCB 30mA per phase | SUB I C - 3 # 25A DP RCCB 30mA per phase
68 |  | O G - 18 # 10A SP MCB | O G - 18 # 10A SP MCB
69 | 2 | RAW Power Distribution Board - RPDB | RAW Power Distribution Board - RPDB | Nos. | 0.000 | .00 | 18000.00 | .00 | 15800.00 | .00 | 0.00 | .00 | 0.00 | .00 | 26431.00 | .00 | 0.00 | .00 | 0.00 | .00 | 0.00 | .00 | Regreted |  | Regreted
70 |  | 6(8) WAY TPN DB | 6(8) WAY TPN DB
71 |  | I C- 1 #40 A FP MCB | I C- 1 #40 A FP MCB
72 |  | SUB I C- 3#40 DP ELCB 300mA per ph | SUB I C- 3#40 DP ELCB 300mA per ph
73 |  | O G - 18 # 16 20A SP MCB | O G - 18 # 16 20A SP MCB
74 | 3 | Kitchen Power DB - (KPDB-1) | Kitchen Power DB - (KPDB-1) | Nos. | 1.000 | .00 | 22000.00 | 22,000.00 | 22800.00 | 22,800.00 | 32500.00 | 32,500.00 | 4200.00 | 4,200.00 | 34562.00 | 34,562.00 | 27600.00 | 27,600.00 | 34000.00 | 34,000.00 | 0.00 | .00 | Regreted |  | Regreted
75 |  | 12 WAY TPN DB | 12 WAY TPN DB
76 |  | I C- 1 #80 A FP MCB | I C- 1 #80 A FP MCB
77 |  | SUB I C- 3#63 DP ELCB 100mA per ph | SUB I C- 3#63 DP ELCB 100mA per ph
78 |  | O G - 30 # 16 20A SP MCB | O G - 30 # 16 20A SP MCB
79 | 4 | EMERGENCY LIGHTING DB (ELDB) | EMERGENCY LIGHTING DB (ELDB) | Nos. | 1.000 | .00 | 18000.00 | 18,000.00 | 12300.00 | 12,300.00 | 16000.00 | 16,000.00 | 5200.00 | 5,200.00 | 10625.00 | 10,625.00 | 9200.00 | 9,200.00 | 12500.00 | 12,500.00 | 0.00 | .00 | Regreted |  | Regreted
80 |  | 12 way SPN DB | 12 way SPN DB
81 |  | Incomer 40A DP RCBO 30mA | Incomer 40A DP RCBO 30mA
82 |  | Outgoings 10 16 SP MCB, D Type – 8 Nos | Outgoings 10 16 SP MCB, D Type – 8 Nos
83 |  | TOTAL FOR DISTRIBUTION BOARDS | TOTAL FOR DISTRIBUTION BOARDS
84 | IV | CABLES ACCESSORIES | CABLES ACCESSORIES
85 |  | Supply installation of following LT XLPE FRLS cables (FINOLEX RR KABLE POLYCAB) rated for 600 1100 volts AC as per IS standard 1554 Part 1 with necessary M.S. clamps. All cables shall be properly clamped or tied when run on cable trays. All such cables shall be provided with temporary labelling at every 20 mtrs and ten finally with metal identification tags showing the size and the location from to the specific Panel DB at both ends. | Supply installation of following LT XLPE FRLS cables (FINOLEX RR KABLE POLYCAB) rated for 600 1100 volts AC as per IS standard 1554 Part 1 with necessary M.S. clamps. All cables shall be properly clamped or tied when run on cable trays. All such cables shall be provided with temporary labelling at every 20 mtrs and ten finally with metal identification tags showing the size and the location from to the specific Panel DB at both ends.
86 | 1 | 3.5C x 300 Sq. mm A2XFY | 3.5C x 300 Sq. mm A2XFY | Mtr. | 0.000 | .00 | 1800.00 | .00 | 0.00 | .00 | 0.00 | .00 | 0.00 | .00 | 0.00 | .00 | 0.00 | .00 | 0.00 | .00 | 0.00 | .00 | Regreted |  | Regreted
87 | 2 | 3.5C x 240 Sq. mm A2XFY | 3.5C x 240 Sq. mm A2XFY | Mtr. | 0.000 | .00 | 1500.00 | .00 | 0.00 | .00 | 0.00 | .00 | 0.00 | .00 | 0.00 | .00 | 0.00 | .00 | 0.00 | .00 | 0.00 | .00 | Regreted |  | Regreted
88 | 3 | 3.5C x 185 Sq. mm A2XFY | 3.5C x 185 Sq. mm A2XFY | Mtr. | 0.000 | .00 | 1350.00 | .00 | 0.00 | .00 | 0.00 | .00 | 0.00 | .00 | 0.00 | .00 | 0.00 | .00 | 0.00 | .00 | 0.00 | .00 | Regreted |  | Regreted
89 | 4 | 3.5C x 150 Sq. mm A2XFY | 3.5C x 150 Sq. mm A2XFY | Mtr. | 0.000 | .00 | 1200.00 | .00 | 0.00 | .00 | 0.00 | .00 | 0.00 | .00 | 0.00 | .00 | 0.00 | .00 | 0.00 | .00 | 0.00 | .00 | Regreted |  | Regreted
90 | 5 | 3.5C x 120 Sq. mm A2XFY | 3.5C x 120 Sq. mm A2XFY | Mtr. | 0.000 | .00 | 1050.00 | .00 | 0.00 | .00 | 0.00 | .00 | 0.00 | .00 | 0.00 | .00 | 0.00 | .00 | 0.00 | .00 | 0.00 | .00 | Regreted |  | Regreted
91 | 6 | 3.5C x 95 Sq. mm A2XFY | 3.5C x 95 Sq. mm A2XFY | Mtr. | 0.000 | .00 | 1000.00 | .00 | 0.00 | .00 | 0.00 | .00 | 0.00 | .00 | 760.00 | .00 | 0.00 | .00 | 0.00 | .00 | 0.00 | .00 | Regreted |  | Regreted
92 | 7 | 3.5C x 70 Sq. mm A2XFY | 3.5C x 70 Sq. mm A2XFY | Mtr. | 0.000 | .00 | 950.00 | .00 | 0.00 | .00 | 0.00 | .00 | 0.00 | .00 | 607.00 | .00 | 0.00 | .00 | 0.00 | .00 | 95000.00 | .00 | Regreted |  | Regreted
93 | 8 | 3.5C x 50 Sq. mm A2XFY | 3.5C x 50 Sq. mm A2XFY | Mtr. | 0.000 | .00 | 800.00 | .00 | 0.00 | .00 | 0.00 | .00 | 0.00 | .00 | 450.00 | .00 | 0.00 | .00 | 0.00 | .00 | 95000.00 | .00 | Regreted |  | Regreted
94 | 9 | 3.5C x 35 Sq. mm A2XFY | 3.5C x 35 Sq. mm A2XFY | Mtr. | 100.000 | .00 | 650.00 | 65,000.00 | 450.00 | 45,000.00 | 346.00 | 34,600.00 | 400.00 | 40,000.00 | 235.00 | 23,500.00 | 638.00 | 63,800.00 | 550.00 | 55,000.00 | 0.00 | .00 | Regreted |  | Regreted
95 | 10 | 4C x 16 Sq. mm A2XFY | 4C x 16 Sq. mm A2XFY | Mtr. | 20.000 | .00 | 550.00 | 11,000.00 | 310.00 | 6,200.00 | 243.00 | 4,860.00 | 400.00 | 8,000.00 | 235.00 | 4,700.00 | 788.00 | 15,760.00 | 450.00 | 9,000.00 | 0.00 | .00 | Regreted |  | Regreted
96 | 11 | 4C x 10 Sq. mm A2XFY | 4C x 10 Sq. mm A2XFY | Mtr. | 0.000 | .00 | 500.00 | .00 | 0.00 | .00 | 0.00 | .00 | 0.00 | .00 | 206.00 | .00 | 0.00 | .00 | 0.00 | .00 | 0.00 | .00 | Regreted |  | Regreted
97 | 12 | 4C x 10 Sq. mm 2XFY ( Cu ) | 4C x 10 Sq. mm 2XFY ( Cu ) | Mtr. | 0.000 | .00 | 550.00 | .00 | 0.00 | .00 | 0.00 | .00 | 0.00 | .00 | 817.00 | .00 | 0.00 | .00 | 0.00 | .00 | 0.00 | .00 | Regreted |  | Regreted
98 | 13 | 4C x 16 Sq. mm 2XFY ( Cu ) | 4C x 16 Sq. mm 2XFY ( Cu ) | Mtr. | 0.000 | .00 | 750.00 | .00 | 0.00 | .00 | 0.00 | .00 | 0.00 | .00 | 1197.00 | .00 | 0.00 | .00 | 0.00 | .00 | 0.00 | .00 | Regreted |  | Regreted
99 | 14 | 4C x 6 Sq. mm 2XFY Cable ( Cu ) | 4C x 6 Sq. mm 2XFY Cable ( Cu ) | Mtr. | 15.000 | .00 | 400.00 | 6,000.00 | 640.00 | 9,600.00 | 514.00 | 7,710.00 | 330.00 | 4,950.00 | 498.00 | 7,470.00 | 881.00 | 13,215.00 | 500.00 | 7,500.00 | 0.00 | .00 | Regreted |  | Regreted
100 | 15 | 4C x 4 Sq. mm 2XFY Cable ( Cu ) | 4C x 4 Sq. mm 2XFY Cable ( Cu ) | Mtr. | 15.000 | 4,500.00 | 300.00 | 4,500.00 | 460.00 | 6,900.00 | 400.00 | 6,000.00 | 400.00 | 6,000.00 | 352.00 | 5,280.00 | 409.00 | 6,135.00 | 450.00 | 6,750.00 | 41550.00 | 623,250.00 | Regreted |  | Regreted
101 | 16 | 4C x 2.5 Sq. mm 2XFY Cable ( Cu ) | 4C x 2.5 Sq. mm 2XFY Cable ( Cu ) | Mtr. | 0.000 | .00 | 250.00 | .00 | 220.00 | .00 | 0.00 | .00 | 0.00 | .00 | 250.00 | .00 | 0.00 | .00 | 0.00 | .00 | 41550.00 | .00 | Regreted |  | Regreted
102 | 17 | 3C x 6sq. mm YWY cable ( Cu ) | 3C x 6sq. mm YWY cable ( Cu ) | Mtr. | 15.000 | .00 | 370.00 | 5,550.00 | 510.00 | 7,650.00 | 399.00 | 5,985.00 | 320.00 | 4,800.00 | 386.00 | 5,790.00 | 338.00 | 5,070.00 | 400.00 | 6,000.00 | 0.00 | .00 | Regreted |  | Regreted
103 | 18 | 3C x 4sq. mm YWY cable ( Cu ) | 3C x 4sq. mm YWY cable ( Cu ) | Mtr. | 40.000 | .00 | 300.00 | 12,000.00 | 385.00 | 15,400.00 | 350.00 | 14,000.00 | 270.00 | 10,800.00 | 280.00 | 11,200.00 | 214.00 | 8,560.00 | 350.00 | 14,000.00 | 0.00 | .00 | Regreted |  | Regreted
104 | 19 | 3C x 2.5 Sq. mm YWY cable ( Cu ) | 3C x 2.5 Sq. mm YWY cable ( Cu ) | Mtr. | 0.000 | .00 | 230.00 | .00 | 0.00 | .00 | 0.00 | .00 | 0.00 | .00 | 0.00 | .00 | 0.00 | .00 | 0.00 | .00 | 0.00 | .00 | Regreted |  | Regreted
105 | 20 | 1C x 10 Sq. mm YY cable ( Cu ) | 1C x 10 Sq. mm YY cable ( Cu ) | Mtr. | 0.000 | .00 | 200.00 | .00 | 0.00 | .00 | 0.00 | .00 | 0.00 | .00 | 0.00 | .00 | 0.00 | .00 | 0.00 | .00 | 0.00 | .00 | Regreted |  | Regreted
106 | 21 | 1C x 6 Sq. mm YY cable ( Cu ) | 1C x 6 Sq. mm YY cable ( Cu ) | Mtr. | 0.000 | .00 | 170.00 | .00 | 0.00 | .00 | 0.00 | .00 | 0.00 | .00 | 0.00 | .00 | 0.00 | .00 | 0.00 | .00 | 0.00 | .00 | Regreted |  | Regreted
107 | 22 | 1C x 4 Sq. mm YY cable ( Cu ) | 1C x 4 Sq. mm YY cable ( Cu ) | Mtr. | 0.000 | .00 | 150.00 | .00 | 0.00 | .00 | 0.00 | .00 | 0.00 | .00 | 0.00 | .00 | 0.00 | .00 | 0.00 | .00 | 0.00 | .00 | Regreted |  | Regreted
108 | 23 | 5Rx1Cx16 Sq.mm YY FRLS Cable (Cu) | 5Rx1Cx16 Sq.mm YY FRLS Cable (Cu) | Mtr. | 0.000 | .00 | 400.00 | .00 | 0.00 | .00 | 0.00 | .00 | 0.00 | .00 | 0.00 | .00 | 0.00 | .00 | 0.00 | .00 | 0.00 | .00 | Regreted |  | Regreted
109 | 24 | 5Rx1Cx10 Sq.mm YY FRLS Cable (Cu) | 5Rx1Cx10 Sq.mm YY FRLS Cable (Cu) | Mtr. | 0.000 | .00 | 300.00 | .00 | 0.00 | .00 | 0.00 | .00 | 0.00 | .00 | 0.00 | .00 | 0.00 | .00 | 0.00 | .00 | 0.00 | .00 | Regreted |  | Regreted
110 | 25 | 5Rx1Cx6 Sq.mm YY FRLS Cable (Cu) | 5Rx1Cx6 Sq.mm YY FRLS Cable (Cu) | Mtr. | 0.000 | .00 | 255.00 | .00 | 0.00 | .00 | 0.00 | .00 | 0.00 | .00 | 0.00 | .00 | 0.00 | .00 | 0.00 | .00 | 0.00 | .00 | Regreted |  | Regreted
111 | 26 | 5Rx1Cx4 Sq.mm YY FRLS Cable (Cu) | 5Rx1Cx4 Sq.mm YY FRLS Cable (Cu) | Mtr. | 0.000 | .00 | 200.00 | .00 | 0.00 | .00 | 0.00 | .00 | 0.00 | .00 | 0.00 | .00 | 0.00 | .00 | 0.00 | .00 | 0.00 | .00 | Regreted |  | Regreted
112 | B | Termination of following sizes of cables with Single compression cable gland.(COMET BRAKO) | Termination of following sizes of cables with Single compression cable gland.(COMET BRAKO)
113 | 1 | 3.5C x 300 Sq. mm A2XFY | 3.5C x 300 Sq. mm A2XFY | Nos. | 0.000 | .00 | 2000.00 | .00 | 0.00 | .00 | 0.00 | .00 | 0.00 | .00 | 0.00 | .00 | 0.00 | .00 | 0.00 | .00 | 0.00 | .00 | Regreted |  | Regreted
114 | 2 | 3.5C x 240 Sq. mm A2XFY | 3.5C x 240 Sq. mm A2XFY | Nos. | 0.000 | .00 | 1800.00 | .00 | 0.00 | .00 | 0.00 | .00 | 0.00 | .00 | 0.00 | .00 | 0.00 | .00 | 0.00 | .00 | 0.00 | .00 | Regreted |  | Regreted
115 | 3 | 3.5C x 185 Sq. mm A2XFY | 3.5C x 185 Sq. mm A2XFY | Nos. | 0.000 | .00 | 1500.00 | .00 | 0.00 | .00 | 0.00 | .00 | 0.00 | .00 | 0.00 | .00 | 0.00 | .00 | 0.00 | .00 | 0.00 | .00 | Regreted |  | Regreted
116 | 4 | 3.5C x 150 Sq. mm A2XFY | 3.5C x 150 Sq. mm A2XFY | Nos. | 0.000 | .00 | 1050.00 | .00 | 0.00 | .00 | 0.00 | .00 | 0.00 | .00 | 0.00 | .00 | 0.00 | .00 | 0.00 | .00 | 0.00 | .00 | Regreted |  | Regreted
117 | 5 | 3.5C x 120 Sq. mm A2XFY | 3.5C x 120 Sq. mm A2XFY | Nos. | 0.000 | .00 | 950.00 | .00 | 0.00 | .00 | 0.00 | .00 | 0.00 | .00 | 0.00 | .00 | 0.00 | .00 | 0.00 | .00 | 0.00 | .00 | Regreted |  | Regreted
118 | 6 | 3.5C x 95 Sq. mm A2XFY | 3.5C x 95 Sq. mm A2XFY | Nos. | 0.000 | .00 | 900.00 | .00 | 0.00 | .00 | 0.00 | .00 | 0.00 | .00 | 1500.00 | .00 | 0.00 | .00 | 0.00 | .00 | 0.00 | .00 | Regreted |  | Regreted
119 | 7 | 3.5C x 70 Sq. mm A2XFY | 3.5C x 70 Sq. mm A2XFY | Nos. | 0.000 | .00 | 800.00 | .00 | 0.00 | .00 | 0.00 | .00 | 0.00 | .00 | 1500.00 | .00 | 0.00 | .00 | 0.00 | .00 | 0.00 | .00 | Regreted |  | Regreted
120 | 8 | 3.5C x 50 Sq. mm A2XFY | 3.5C x 50 Sq. mm A2XFY | Nos. | 0.000 | .00 | 600.00 | .00 | 0.00 | .00 | 0.00 | .00 | 0.00 | .00 | 1500.00 | .00 | 0.00 | .00 | 0.00 | .00 | 32850.00 | .00 | Regreted |  | Regreted
121 | 9 | 3.5C x 35 Sq. mm A2XFY | 3.5C x 35 Sq. mm A2XFY | Nos. | 2.000 | .00 | 450.00 | 900.00 | 280.00 | 560.00 | 650.00 | 1,300.00 | 500.00 | 1,000.00 | 1500.00 | 3,000.00 | 0.00 | .00 | 1400.00 | 2,800.00 | 32850.00 | 65,700.00 | Regreted |  | Regreted
122 | 10 | 4C x 16 Sq. mm A2XFY | 4C x 16 Sq. mm A2XFY | Nos. | 4.000 | .00 | 230.00 | 920.00 | 185.00 | 740.00 | 675.00 | 2,700.00 | 450.00 | 1,800.00 | 1250.00 | 5,000.00 | 0.00 | .00 | 1200.00 | 4,800.00 | 0.00 | .00 | Regreted |  | Regreted
123 | 11 | 4C x 10 Sq. mm A2XFY | 4C x 10 Sq. mm A2XFY | Nos. | 0.000 | .00 | 230.00 | .00 | 0.00 | .00 | 0.00 | .00 | 380.00 | .00 | 1250.00 | .00 | 0.00 | .00 | 0.00 | .00 | 0.00 | .00 | Regreted |  | Regreted
124 | 12 | 4C x 10 Sq. mm 2XFY ( Cu ) | 4C x 10 Sq. mm 2XFY ( Cu ) | Nos. | 0.000 | .00 | 200.00 | .00 | 0.00 | .00 | 0.00 | .00 | 0.00 | .00 | 1250.00 | .00 | 0.00 | .00 | 0.00 | .00 | 0.00 | .00 | Regreted |  | Regreted
125 | 13 | 4C x 16 Sq. mm 2XFY ( Cu ) | 4C x 16 Sq. mm 2XFY ( Cu ) | Nos. | 0.000 | .00 | 230.00 | .00 | 0.00 | .00 | 0.00 | .00 | 0.00 | .00 | 937.00 | .00 | 0.00 | .00 | 0.00 | .00 | 0.00 | .00 | Regreted |  | Regreted
126 | 14 | 4C x 6 Sq. mm 2XFY Cable ( Cu ) | 4C x 6 Sq. mm 2XFY Cable ( Cu ) | Nos. | 4.000 | .00 | 200.00 | 800.00 | 85.00 | 340.00 | 550.00 | 2,200.00 | 450.00 | 1,800.00 | 937.00 | 3,748.00 | 0.00 | .00 | 1000.00 | 4,000.00 | 0.00 | .00 | Regreted |  | Regreted
127 | 15 | 4C x 4 Sq. mm 2XFY Cable ( Cu ) | 4C x 4 Sq. mm 2XFY Cable ( Cu ) | Nos. | 4.000 | .00 | 170.00 | 680.00 | 70.00 | 280.00 | 500.00 | 2,000.00 | 380.00 | 1,520.00 | 625.00 | 2,500.00 | 0.00 | .00 | 1000.00 | 4,000.00 | 0.00 | .00 | Regreted |  | Regreted
128 | 16 | 4C x 2.5 Sq. mm 2XFY Cable ( Cu ) | 4C x 2.5 Sq. mm 2XFY Cable ( Cu ) | Nos. | 0.000 | .00 | 150.00 | .00 | 0.00 | .00 | 0.00 | .00 | 290.00 | .00 | 625.00 | .00 | 0.00 | .00 | 0.00 | .00 | 0.00 | .00 | Regreted |  | Regreted
129 | 17 | 3C x 6sq. mm YWY cable ( Cu ) | 3C x 6sq. mm YWY cable ( Cu ) | Nos. | 12.000 | .00 | 170.00 | 2,040.00 | 80.00 | 960.00 | 400.00 | 4,800.00 | 380.00 | 4,560.00 | 625.00 | 7,500.00 | 319.00 | 3,828.00 | 950.00 | 11,400.00 | 0.00 | .00 | Regreted |  | Regreted
130 | 18 | 3C x 4sq. mm YWY cable ( Cu ) | 3C x 4sq. mm YWY cable ( Cu ) | Nos. | 0.000 | .00 | 150.00 | .00 | 0.00 | .00 | 0.00 | .00 | 0.00 | .00 | 625.00 | .00 | 0.00 | .00 | 0.00 | .00 | 35850.00 | .00 | Regreted |  | Regreted
131 | 19 | 3C x 2.5 Sq. mm YWY cable ( Cu ) | 3C x 2.5 Sq. mm YWY cable ( Cu ) | Nos. | 0.000 | .00 | 100.00 | .00 | 0.00 | .00 | 0.00 | .00 | 0.00 | .00 | 625.00 | .00 | 0.00 | .00 | 0.00 | .00 | 35850.00 | .00 | Regreted |  | Regreted
132 | 20 | 1C x 10 Sq. mm YY cable ( Cu ) | 1C x 10 Sq. mm YY cable ( Cu ) | Nos. | 0.000 | .00 | 70.00 | .00 | 0.00 | .00 | 0.00 | .00 | 0.00 | .00 | 625.00 | .00 | 0.00 | .00 | 0.00 | .00 | 0.00 | .00 | Regreted |  | Regreted
133 | 21 | 1C x 6 Sq. mm YY cable ( Cu ) | 1C x 6 Sq. mm YY cable ( Cu ) | Nos. | 0.000 | .00 | 70.00 | .00 | 0.00 | .00 | 0.00 | .00 | 0.00 | .00 | 625.00 | .00 | 0.00 | .00 | 0.00 | .00 | 0.00 | .00 | Regreted |  | Regreted
134 | 22 | 1C x 4 Sq. mm YY cable ( Cu ) | 1C x 4 Sq. mm YY cable ( Cu ) | Nos. | 0.000 | .00 | 70.00 | .00 | 0.00 | .00 | 0.00 | .00 | 0.00 | .00 | 625.00 | .00 | 0.00 | .00 | 0.00 | .00 | 0.00 | .00 | Regreted |  | Regreted
135 | 23 | 5Rx1Cx16 Sq.mm YY FRLS Cable (Cu) | 5Rx1Cx16 Sq.mm YY FRLS Cable (Cu) | Nos. | 0.000 | .00 | 240.00 | .00 | 0.00 | .00 | 0.00 | .00 | 0.00 | .00 | 625.00 | .00 | 0.00 | .00 | 0.00 | .00 | 0.00 | .00 | Regreted |  | Regreted
136 | 24 | 5Rx1Cx10 Sq.mm YY FRLS Cable (Cu) | 5Rx1Cx10 Sq.mm YY FRLS Cable (Cu) | Nos. | 0.000 | .00 | 240.00 | .00 | 0.00 | .00 | 0.00 | .00 | 0.00 | .00 | 625.00 | .00 | 0.00 | .00 | 0.00 | .00 | 0.00 | .00 | Regreted |  | Regreted
137 | 25 | 5Rx1Cx6 Sq.mm YY FRLS Cable (Cu) | 5Rx1Cx6 Sq.mm YY FRLS Cable (Cu) | Nos. | 0.000 | .00 | 240.00 | .00 | 0.00 | .00 | 0.00 | .00 | 0.00 | .00 | 625.00 | .00 | 0.00 | .00 | 0.00 | .00 | 0.00 | .00 | Regreted |  | Regreted
138 | 26 | 5Rx1Cx4 Sq.mm YY FRLS Cable (Cu) | 5Rx1Cx4 Sq.mm YY FRLS Cable (Cu) | Nos. | 0.000 | .00 | 240.00 | .00 | 0.00 | .00 | 0.00 | .00 | 0.00 | .00 | 625.00 | .00 | 0.00 | .00 | 0.00 | .00 | 0.00 | .00 | Regreted |  | Regreted
139 |  | TOTAL FOR CABLES ACCESSORIES | TOTAL FOR CABLES ACCESSORIES
140 | V | WIRING ACCESSORIES | WIRING ACCESSORIES
141 |  | Notes | Notes
142 |  | 1) Rates for point wiring shall include supply installation of Wires wiring acccessories such as angle holders ceiling roses as required. conduits, conduit accessories such as junction boxes, Ts, elbows etc,Switches, sockets fixtures shall not be included in the point wiring rates. These will be counted paid separately. | 1) Rates for point wiring shall include supply installation of Wires wiring acccessories such as angle holders ceiling roses as required. conduits, conduit accessories such as junction boxes, Ts, elbows etc,Switches, sockets fixtures shall not be included in the point wiring rates. These will be counted paid separately.
143 |  | 2) Unless otherwise specified, all wires in point wiring shall be 2.5 sq.mm | 2) Unless otherwise specified, all wires in point wiring shall be 2.5 sq.mm
144 |  | Stranded copper conductor 1.1 KV grade, I.S.I. marked (P+N+E), | Stranded copper conductor 1.1 KV grade, I.S.I. marked (P+N+E),
145 |  | LSZH) PVC insulated . | LSZH) PVC insulated .
146 |  | Wires shall be colour coded (Red, Yellow and Blue for Phases, | Wires shall be colour coded (Red, Yellow and Blue for Phases,
147 |  | Black for Neutral Green for earth). | Black for Neutral Green for earth).
148 |  | 3) Looping of wires shall be in fittings and switch boxes only | 3) Looping of wires shall be in fittings and switch boxes only
149 |  | 4) Location of switches sockets DBs shown on the drawings shall | 4) Location of switches sockets DBs shown on the drawings shall
150 |  | be confirmed with the Architect Consultant Project Manager | be confirmed with the Architect Consultant Project Manager
151 |  | before installation. | before installation.
152 |  | 5) All Surface and concealed Conduits shall be rigid GI conduits of | 5) All Surface and concealed Conduits shall be rigid GI conduits of
153 |  | size not less than 20 mm dia as per applicable IS. | size not less than 20 mm dia as per applicable IS.
154 |  | 6)The Contractor can take more than one circuit in the same conduit | 6)The Contractor can take more than one circuit in the same conduit
155 |  | provided they are of the same phase. The size of conduit shall be | provided they are of the same phase. The size of conduit shall be
156 |  | decided according to the number of wires in it as per applicable IS as | decided according to the number of wires in it as per applicable IS as
157 |  | specified. | specified.
158 |  | 7) Payments for light fixtures fans will be made separately as per the | 7) Payments for light fixtures fans will be made separately as per the
159 |  | items given in Light Fixtures Accessories . | items given in Light Fixtures Accessories .
160 |  | 8) Type location of light fixtures shown in the drawings are | 8) Type location of light fixtures shown in the drawings are
161 |  | tentative and subject to revision as per the recommendation of | tentative and subject to revision as per the recommendation of
162 |  | Architect Consultant. The quantities (number of points and accessories) | Architect Consultant. The quantities (number of points and accessories)
163 |  | of point wiring will be revised as actual installed on account of such | of point wiring will be revised as actual installed on account of such
164 |  | revisions in the layouts. | revisions in the layouts.
165 |  | 9) Circuit wiring from DBs to the switch boards or first light point shall | 9) Circuit wiring from DBs to the switch boards or first light point shall
166 |  | Be included as primary points remaining points of the same looping | Be included as primary points remaining points of the same looping
167 |  | shall be considered as Secondary points and shall be counted in nos. | shall be considered as Secondary points and shall be counted in nos.
168 |  | 10) Circuit Wiring from DB to Kitchen Power points shall be measured in running meters | 10) Circuit Wiring from DB to Kitchen Power points shall be measured in running meters
169 | 1 | Supply, installation, testing commissioning of point wiring for light points, power points. Point wiring for primary point shall include wiring from Distribution Board upto First point of the circuit and shall be measured in nos. Secondary points shall also be measured in nos and shall include the remaining light points of the circuit controlled from same distribution board where primary points are controlling. The Power points shall be measured in Nos. Cost of GI conduits and accessories shall be included. | Supply, installation, testing commissioning of point wiring for light points, power points. Point wiring for primary point shall include wiring from Distribution Board upto First point of the circuit and shall be measured in nos. Secondary points shall also be measured in nos and shall include the remaining light points of the circuit controlled from same distribution board where primary points are controlling. The Power points shall be measured in Nos. Cost of GI conduits and accessories shall be included.
170 |  | Averagepoint length of primary secondaryto be derived by Contractor, fromthe drawing provided AND+ -1MtrMeasured Radially | Averagepoint length of primary secondaryto be derived by Contractor, fromthe drawing provided AND+ -1MtrMeasured Radially
171 | a) | Primary Light points controlled by MCB (3R x 2.5 sqmm wire) | Primary Light points controlled by MCB (3R x 2.5 sqmm wire) | Nos. | 8.000 | 4,880.00 | 3200.00 | 25,600.00 | 1850.00 | 14,800.00 | 1760.00 | 14,080.00 | 2250.00 | 18,000.00 | 850.00 | 6,800.00 | 3263.00 | 26,104.00 | 2100.00 | 16,800.00 | 610.00 | 4,880.00 | Regreted |  | Regreted
172 | b) | Secondary Light points looped in the same circuit. (3R x 2.5 sqmm wire) | Secondary Light points looped in the same circuit. (3R x 2.5 sqmm wire) | Nos. | 25.000 | 13,250.00 | 1960.00 | 49,000.00 | 850.00 | 21,250.00 | 1050.00 | 26,250.00 | 1350.00 | 33,750.00 | 668.00 | 16,700.00 | 3263.00 | 81,575.00 | 1400.00 | 35,000.00 | 530.00 | 13,250.00 | Regreted |  | Regreted
173 | 2 | Supply, installation, testing commissioning of point wiring for light points, power points. Point wiring for primary point shall include wiring from Switch Board upto First point of the circuit and shall be measured in nos. Secondary points shall also be measured in nos and shall include the remaining light points of the circuit controlled from same switch board where primary points are controlling. The Power points shall be measured in Nos. Cost of FRLS PVC conduits, 6A switch switch board and accessories shall be included. | Supply, installation, testing commissioning of point wiring for light points, power points. Point wiring for primary point shall include wiring from Switch Board upto First point of the circuit and shall be measured in nos. Secondary points shall also be measured in nos and shall include the remaining light points of the circuit controlled from same switch board where primary points are controlling. The Power points shall be measured in Nos. Cost of FRLS PVC conduits, 6A switch switch board and accessories shall be included.
174 | a) | Primary Light points controlled by Switch (3R x 2.5 sqmm wire) | Primary Light points controlled by Switch (3R x 2.5 sqmm wire) | Nos. | 2.000 | .00 | 3100.00 | 6,200.00 | 1970.00 | 3,940.00 | 1050.00 | 2,100.00 | 1675.00 | 3,350.00 | 1875.00 | 3,750.00 | 3263.00 | 6,526.00 | 2200.00 | 4,400.00 | 0.00 | .00 | Regreted |  | Regreted
175 | b) | Secondary Light points looped in the same circuit. (3R x 2.5 sqmm wire) | Secondary Light points looped in the same circuit. (3R x 2.5 sqmm wire) | Nos. | 0.000 | .00 | 1600.00 | .00 | 850.00 | .00 | 0.00 | .00 | 0.00 | .00 | 0.00 | .00 | 0.00 | .00 | 0.00 | .00 | 0.00 | .00 | Regreted |  | Regreted
176 | c) | DB to SB SB to SB circuit wiring For Switch Operated Primary point @ SB to SB loop point. Wiring for switch board controlled by MCB already installed in DB by using 3 X 2.5 sq. mm flexible LSZH copper wires in 25mm GI conduits as per IS 9537 part-3 or surface mounted. | DB to SB SB to SB circuit wiring For Switch Operated Primary point @ SB to SB loop point. Wiring for switch board controlled by MCB already installed in DB by using 3 X 2.5 sq. mm flexible LSZH copper wires in 25mm GI conduits as per IS 9537 part-3 or surface mounted. | Mtrs | 10.000 | 1,560.00 | 3850.00 | 38,500.00 | 1050.00 | 10,500.00 | 285.00 | 2,850.00 | 2250.00 | 22,500.00 | 156.00 | 1,560.00 | 3263.00 | 32,630.00 | 225.00 | 2,250.00 | 325.00 | 3,250.00 | Regreted |  | Regreted
177 | 3 | Supply, installation, testing commissioning of point wiring for Emargency light points, power points. Point wiring for primary point shall include wiring from Distribution Board upto First point of the circuit and shall be measured in nos. Secondary points shall also be measured in nos and shall include the remaining light points of the circuit controlled from same distribution board where primary points are controlling. The Power points shall be measured in Nos. Cost of FRLS PVC conduits and accessories shall be included. | Supply, installation, testing commissioning of point wiring for Emargency light points, power points. Point wiring for primary point shall include wiring from Distribution Board upto First point of the circuit and shall be measured in nos. Secondary points shall also be measured in nos and shall include the remaining light points of the circuit controlled from same distribution board where primary points are controlling. The Power points shall be measured in Nos. Cost of FRLS PVC conduits and accessories shall be included.
178 |  | Averagepoint length of primary secondaryto be derived by Contractor, fromthe drawing provided AND+ -1MtrMeasured Radially | Averagepoint length of primary secondaryto be derived by Contractor, fromthe drawing provided AND+ -1MtrMeasured Radially
179 | a) | Primary Light points controlled by MCB (3R x 2.5 sqmm wire) | Primary Light points controlled by MCB (3R x 2.5 sqmm wire) | Nos. | 1.000 | 253.00 | 3800.00 | 3,800.00 | 1850.00 | 1,850.00 | 1750.00 | 1,750.00 | 2500.00 | 2,500.00 | 1875.00 | 1,875.00 | 3263.00 | 3,263.00 | 2200.00 | 2,200.00 | 253.00 | 253.00 | Regreted |  | Regreted
180 | b) | Secondary Light points looped in the same circuit. (3R x 2.5 sqmm wire) | Secondary Light points looped in the same circuit. (3R x 2.5 sqmm wire) | Nos. | 0.000 | .00 | 2100.00 | .00 | 850.00 | .00 | 0.00 | .00 | 0.00 | .00 | 0.00 | .00 | 0.00 | .00 | 0.00 | .00 | 0.00 | .00 | Regreted |  | Regreted
181 | 5 | Providing point wiring for Raw Power points 1no. 6 16A switch socket outlet on Skirting level to be looped from the nearest point using 2 x 4.0 sq. mm copper conductor wires and minimum 4.0 sq. mm copper conductor PVC insulated green colour earth wire as per approval of Architect Consultant. (Cost of FRLS PVC Conduit Floor Raceway and switch sockets are considered elsewhere). ( Wires shall be LSZH type ) Note Average primary secondary point length to be derived by Contractor, from the drawing site provided AND + - 1 Mtr Measured Radially. | Providing point wiring for Raw Power points 1no. 6 16A switch socket outlet on Skirting level to be looped from the nearest point using 2 x 4.0 sq. mm copper conductor wires and minimum 4.0 sq. mm copper conductor PVC insulated green colour earth wire as per approval of Architect Consultant. (Cost of FRLS PVC Conduit Floor Raceway and switch sockets are considered elsewhere). ( Wires shall be LSZH type ) Note Average primary secondary point length to be derived by Contractor, from the drawing site provided AND + - 1 Mtr Measured Radially.
182 | a) | Primary Point | Primary Point | Nos. | 2.000 | .00 | 4650.00 | 9,300.00 | 2250.00 | 4,500.00 | 3300.00 | 6,600.00 | 1650.00 | 3,300.00 | 2362.00 | 4,724.00 | 4582.00 | 9,164.00 | 3400.00 | 6,800.00 | 0.00 | .00 | Regreted |  | Regreted
183 | b) | Secondary points | Secondary points | Nos. | 2.000 | .00 | 3450.00 | 6,900.00 | 1250.00 | 2,500.00 | 1800.00 | 3,600.00 | 1500.00 | 3,000.00 | 1987.00 | 3,974.00 | 4582.00 | 9,164.00 | 2200.00 | 4,400.00 | 0.00 | .00 | Regreted |  | Regreted
184 | 6 | Providing point wiring for Raw Power points 1no. 6A switch socket outlet on Skirting level to be looped from the nearest point using 2 x 2.5 sq. mm copper conductor wires and minimum 2.5 sq. mm copper conductor PVC insulated green colour earth wire as per approval of Architect Consultant. (Cost of Conduit Floor Raceway and switch sockets are considered elsewhere). ( Wires shall be FRLS type ) Note Average primary secondary point length to be derived by Contractor, from the drawing site provided AND + - 1 Mtr Measured Radially. | Providing point wiring for Raw Power points 1no. 6A switch socket outlet on Skirting level to be looped from the nearest point using 2 x 2.5 sq. mm copper conductor wires and minimum 2.5 sq. mm copper conductor PVC insulated green colour earth wire as per approval of Architect Consultant. (Cost of Conduit Floor Raceway and switch sockets are considered elsewhere). ( Wires shall be FRLS type ) Note Average primary secondary point length to be derived by Contractor, from the drawing site provided AND + - 1 Mtr Measured Radially.
185 | a) | Primary Point | Primary Point | Nos. | 4.000 | .00 | 3260.00 | 13,040.00 | 1850.00 | 7,400.00 | 1900.00 | 7,600.00 | 1200.00 | 4,800.00 | 2168.00 | 8,672.00 | 3480.00 | 13,920.00 | 3400.00 | 13,600.00 | 0.00 | .00 | Regreted |  | Regreted
186 | b) | Secondary points | Secondary points | Nos. | 6.000 | .00 | 2100.00 | 12,600.00 | 760.00 | 4,560.00 | 1100.00 | 6,600.00 | 1100.00 | 6,600.00 | 1850.00 | 11,100.00 | 3480.00 | 20,880.00 | 2100.00 | 12,600.00 | 0.00 | .00 | Regreted |  | Regreted
187 | 8 | Supply and laying of following PVC insulated copper conductor 1100 volt grade stranded flexible LSZH wire in already laid GI conduit concealed or surface mounted making connections where ever required to complete the installation.(For Kitchen and Bar Power Points) Conduit rate shall be paid separately. | Supply and laying of following PVC insulated copper conductor 1100 volt grade stranded flexible LSZH wire in already laid GI conduit concealed or surface mounted making connections where ever required to complete the installation.(For Kitchen and Bar Power Points) Conduit rate shall be paid separately.
188 | a) | 2R x 2.5Sqmm + 1R x 2.5Sqmm Cu. Wires | 2R x 2.5Sqmm + 1R x 2.5Sqmm Cu. Wires | Mtr. | 120.000 | .00 | 195.00 | 23,400.00 | 140.00 | 16,800.00 | 276.00 | 33,120.00 | 200.00 | 24,000.00 | 156.00 | 18,720.00 | 129.00 | 15,480.00 | 210.00 | 25,200.00 | 0.00 | .00 | Regreted |  | Regreted
189 | b) | 3R x 4Sqmm Cu. Wires | 3R x 4Sqmm Cu. Wires | Mtr. | 228.000 | .00 | 270.00 | 61,560.00 | 165.00 | 37,620.00 | 435.00 | 99,180.00 | 300.00 | 68,400.00 | 206.00 | 46,968.00 | 210.00 | 47,880.00 | 295.00 | 67,260.00 | 0.00 | .00 | Regreted |  | Regreted
190 | c) | 4R x 4Sqmm + 2R x 2.5Sqmm Cu. Wires | 4R x 4Sqmm + 2R x 2.5Sqmm Cu. Wires | Mtr. | 0.000 | .00 | 300.00 | .00 | 410.00 | .00 | 0.00 | .00 | 0.00 | .00 | 406.00 | .00 | 0.00 | .00 | 0.00 | .00 | 0.00 | .00 | Regreted |  | Regreted
191 | d) | 4R x 6Sqmm + 2R x 2.5Sqmm Cu. Wires | 4R x 6Sqmm + 2R x 2.5Sqmm Cu. Wires | Mtr. | 0.000 | .00 | 0.00 | .00 | 580.00 | .00 | 0.00 | .00 | 0.00 | .00 | 493.00 | .00 | 0.00 | .00 | 0.00 | .00 | 0.00 | .00 | Regreted |  | Regreted
192 | 9 | Supply installation of 25 mm dia. GI conduit with pull box junction box all accessories for Kitchen Bar Power wiring as per the requirement | Supply installation of 25 mm dia. GI conduit with pull box junction box all accessories for Kitchen Bar Power wiring as per the requirement
193 | a | - do - but conduit pipe shall be Rigid type. | - do - but conduit pipe shall be Rigid type. | Mtr. | 225.000 | .00 | 120.00 | 27,000.00 | 135.00 | 30,375.00 | 210.00 | 47,250.00 | 55.00 | 12,375.00 | 137.00 | 30,825.00 | 134.00 | 30,150.00 | 145.00 | 32,625.00 | 0.00 | .00 | Regreted |  | Regreted
194 | b | - do - but flexible conduit pipe | - do - but flexible conduit pipe | Mtr. | 25.000 | .00 | 70.00 | 1,750.00 | 45.00 | 1,125.00 | 185.00 | 4,625.00 | 70.00 | 1,750.00 | 137.00 | 3,425.00 | 41.00 | 1,025.00 | 110.00 | 2,750.00 | 0.00 | .00 | Regreted |  | Regreted
195 | 10 | Supply installation of 20 mm dia. GI conduit with pull box junction box all accessories for Lighting Power wiring as per the requirement | Supply installation of 20 mm dia. GI conduit with pull box junction box all accessories for Lighting Power wiring as per the requirement
196 | a | - do - but conduit pipe shall be Rigid type. | - do - but conduit pipe shall be Rigid type. | Mtr. | 0.000 | .00 | 100.00 | .00 | 0.00 | .00 | 0.00 | .00 | 0.00 | .00 | 118.00 | .00 | 0.00 | .00 | 0.00 | .00 | 0.00 | .00 | Regreted |  | Regreted
197 | b | - do - but flexible conduit pipe | - do - but flexible conduit pipe | Mtr. | 0.000 | .00 | 60.00 | .00 | 0.00 | .00 | 0.00 | .00 | 0.00 | .00 | 118.00 | .00 | 0.00 | .00 | 0.00 | .00 | 0.00 | .00 | Regreted |  | Regreted
198 | 11 | Supply and installation of Perforated Cable Tray (ASIAN)out of 14 gauge GI sheet complete with necessary fixing arrangement with Anchor Fastener and all other accessories as per the final approval of the Consultant Architect | Supply and installation of Perforated Cable Tray (ASIAN)out of 14 gauge GI sheet complete with necessary fixing arrangement with Anchor Fastener and all other accessories as per the final approval of the Consultant Architect
199 | a | 300 x 50 x 2mm | 300 x 50 x 2mm | Mtr. | 0.000 | .00 | 850.00 | .00 | 0.00 | .00 | 0.00 | .00 | 0.00 | .00 | 725.00 | .00 | 0.00 | .00 | 0.00 | .00 | 0.00 | .00 | Regreted |  | Regreted
200 | b | 200 x 50 x 2mm | 200 x 50 x 2mm | Mtr. | 0.000 | .00 | 600.00 | .00 | 0.00 | .00 | 0.00 | .00 | 0.00 | .00 | 543.00 | .00 | 0.00 | .00 | 0.00 | .00 | 0.00 | .00 | Regreted |  | Regreted
201 | c | 150 x 50 x 2mm | 150 x 50 x 2mm | Mtr. | 25.000 | .00 | 450.00 | 11,250.00 | 350.00 | 8,750.00 | 600.00 | 15,000.00 | 850.00 | 21,250.00 | 443.00 | 11,075.00 | 300.00 | 7,500.00 | 1250.00 | 31,250.00 | 0.00 | .00 | Regreted |  | Regreted
202 | d | 100 x 50 x 2mm | 100 x 50 x 2mm | Mtr. | 0.000 | .00 | 350.00 | .00 | 0.00 | .00 | 0.00 | .00 | 0.00 | .00 | 400.00 | .00 | 0.00 | .00 | 0.00 | .00 | 0.00 | .00 | Regreted |  | Regreted
203 | e | 50 x 50 x 2mm | 50 x 50 x 2mm | Mtr. | 0.000 | .00 | 200.00 | .00 | 0.00 | .00 | 0.00 | .00 | 0.00 | .00 | 362.00 | .00 | 0.00 | .00 | 0.00 | .00 | 0.00 | .00 | Regreted |  | Regreted
204 | 12 | Supply and installation of GI trunking (SV POWER ASIAN) with 2 mm thickness properties clamps for suspension at appropriate intervals as per the route approved by Architect Consultant. (For DATA CONTROL WIRING LIGHTING POWER CIRCUITS KITCHEN) | Supply and installation of GI trunking (SV POWER ASIAN) with 2 mm thickness properties clamps for suspension at appropriate intervals as per the route approved by Architect Consultant. (For DATA CONTROL WIRING LIGHTING POWER CIRCUITS KITCHEN)
205 | a | 300 x 50 x 2mm | 300 x 50 x 2mm | Mtr. | 0.000 | .00 | 750.00 | .00 | 0.00 | .00 | 0.00 | .00 | 0.00 | .00 | 975.00 | .00 | 0.00 | .00 | 0.00 | .00 | 0.00 | .00 | Regreted |  | Regreted
206 | b | 200 x 50 x 2mm | 200 x 50 x 2mm | Mtr. | 0.000 | .00 | 700.00 | .00 | 0.00 | .00 | 0.00 | .00 | 0.00 | .00 | 875.00 | .00 | 0.00 | .00 | 0.00 | .00 | 0.00 | .00 | Regreted |  | Regreted
207 | c | 150 x 50 x 2mm | 150 x 50 x 2mm | Mtr. | 0.000 | .00 | 550.00 | .00 | 0.00 | .00 | 0.00 | .00 | 0.00 | .00 | 850.00 | .00 | 0.00 | .00 | 0.00 | .00 | 0.00 | .00 | Regreted |  | Regreted
208 | d | 100 x 50 x 2mm | 100 x 50 x 2mm | Mtr. | 0.000 | .00 | 350.00 | .00 | 0.00 | .00 | 0.00 | .00 | 0.00 | .00 | 818.00 | .00 | 0.00 | .00 | 0.00 | .00 | 0.00 | .00 | Regreted |  | Regreted
209 | e | 50 x 50 x 2mm | 50 x 50 x 2mm | Mtr. | 20.000 | .00 | 290.00 | 5,800.00 | 220.00 | 4,400.00 | 600.00 | 12,000.00 | 650.00 | 13,000.00 | 768.00 | 15,360.00 | 88.00 | 1,760.00 | 950.00 | 19,000.00 | 0.00 | .00 | Regreted |  | Regreted
210 | 13 | Supply and installation of GI raceway with 2 mm thickness proper ties clamps at appropriate intervals as per the route approved by Architect Consultant. (Cost of cutting the floor for laying of raceways to be included). | Supply and installation of GI raceway with 2 mm thickness proper ties clamps at appropriate intervals as per the route approved by Architect Consultant. (Cost of cutting the floor for laying of raceways to be included).
211 | a | 3 runs of underfloor raceways of size 100 x 40 mm | 3 runs of underfloor raceways of size 100 x 40 mm | Mtr. | 0.000 | .00 | 300.00 | .00 | 0.00 | .00 | 0.00 | .00 | 0.00 | .00 | 743.00 | .00 | 0.00 | .00 | 0.00 | .00 | 0.00 | .00 | Regreted |  | Regreted
212 | b | 2 runs of underfloor raceways of size 100 x 40 mm | 2 runs of underfloor raceways of size 100 x 40 mm | Mtr. | 0.000 | .00 | 200.00 | .00 | 0.00 | .00 | 0.00 | .00 | 0.00 | .00 | 743.00 | .00 | 0.00 | .00 | 0.00 | .00 | 0.00 | .00 | Regreted |  | Regreted
213 | c | 1 runs of underfloor raceways of size 100 x 40 mm | 1 runs of underfloor raceways of size 100 x 40 mm | Mtr. | 0.000 | .00 | 100.00 | .00 | 0.00 | .00 | 0.00 | .00 | 0.00 | .00 | 743.00 | .00 | 0.00 | .00 | 0.00 | .00 | 0.00 | .00 | Regreted |  | Regreted
214 | d | 1 runs of underfloor raceway of size 85 x 40 mm | 1 runs of underfloor raceway of size 85 x 40 mm | Mtr. | 0.000 | .00 | 0.00 | .00 | 0.00 | .00 | 0.00 | .00 | 0.00 | .00 | 743.00 | .00 | 0.00 | .00 | 0.00 | .00 | 260.00 | .00 | Regreted |  | Regreted
215 | e | 2 runs of underfloor raceway of size 65 x 40 mm | 2 runs of underfloor raceway of size 65 x 40 mm | Mtr. | 0.000 | .00 | 175.00 | .00 | 0.00 | .00 | 0.00 | .00 | 0.00 | .00 | 743.00 | .00 | 0.00 | .00 | 0.00 | .00 | 260.00 | .00 | Regreted |  | Regreted
216 | f | 1 runs of underfloor raceway of size 65 x 40 mm | 1 runs of underfloor raceway of size 65 x 40 mm | Mtr. | 0.000 | .00 | 100.00 | .00 | 0.00 | .00 | 0.00 | .00 | 0.00 | .00 | 743.00 | .00 | 0.00 | .00 | 0.00 | .00 | 220.00 | .00 | Regreted |  | Regreted
217 | 14 | Supply installation of GI junction boxes with 2 mm thickness, 2mm thick SS cover with 2” extra on all sides SS cover on top and having screw fixed plates on all four sides with knock out holes for conduits. The plates shall be retained on the sidezs having no conduit or raceway so as to avoid the entry of any unwanted material. Earth stud to be provided for all Junction boxes for earthing. Junction box to be prepared as per the final approval of Architect Consultant. The junction boxes shall be protected from the entry of unwanted material till the completion of the project the SS plates shall be installed after the final polishing of flooring. | Supply installation of GI junction boxes with 2 mm thickness, 2mm thick SS cover with 2” extra on all sides SS cover on top and having screw fixed plates on all four sides with knock out holes for conduits. The plates shall be retained on the sidezs having no conduit or raceway so as to avoid the entry of any unwanted material. Earth stud to be provided for all Junction boxes for earthing. Junction box to be prepared as per the final approval of Architect Consultant. The junction boxes shall be protected from the entry of unwanted material till the completion of the project the SS plates shall be installed after the final polishing of flooring.
218 | a | suitable for 450 x 450 x 50 mm | suitable for 450 x 450 x 50 mm | Nos. | 0.000 | .00 | 450.00 | .00 | 0.00 | .00 | 0.00 | .00 | 0.00 | .00 | 437.00 | .00 | 0.00 | .00 | 0.00 | .00 | 0.00 | .00 | Regreted |  | Regreted
219 | b | suitable for 350 x 350 x 50 mm | suitable for 350 x 350 x 50 mm | Nos. | 0.000 | .00 | 350.00 | .00 | 0.00 | .00 | 0.00 | .00 | 0.00 | .00 | 437.00 | .00 | 0.00 | .00 | 0.00 | .00 | 0.00 | .00 | Regreted |  | Regreted
220 | c | suitable for 250 x 250 x 50 mm | suitable for 250 x 250 x 50 mm | Nos. | 0.000 | .00 | 300.00 | .00 | 0.00 | .00 | 0.00 | .00 | 0.00 | .00 | 406.00 | .00 | 0.00 | .00 | 0.00 | .00 | 0.00 | .00 | Regreted |  | Regreted
221 | d | suitable for 150 x 150 x 50 mm | suitable for 150 x 150 x 50 mm | Nos. | 2.000 | .00 | 250.00 | 500.00 | 1850.00 | 3,700.00 | 750.00 | 1,500.00 | 500.00 | 1,000.00 | 387.00 | 774.00 | 280.00 | 560.00 | 950.00 | 1,900.00 | 0.00 | .00 | Regreted |  | Regreted
222 | 15 | Supply, installation, testing commissioning of flush mounted plate type switch and switch + sockets with hot dipped GI box complete as per the final approval of Architect Consultant | Supply, installation, testing commissioning of flush mounted plate type switch and switch + sockets with hot dipped GI box complete as per the final approval of Architect Consultant
223 | a | 6A one way plate type switch | 6A one way plate type switch | Nos. | 4.000 | .00 | 260.00 | 1,040.00 | 180.00 | 720.00 | 185.00 | 740.00 | 80.00 | 320.00 | 106.00 | 424.00 | 372.00 | 1,488.00 | 950.00 | 3,800.00 | 0.00 | .00 | Regreted |  | Regreted
224 | b | 6A 5 pin Socket outlet | 6A 5 pin Socket outlet | Nos. | 0.000 | .00 | 560.00 | .00 | 0.00 | .00 | 0.00 | .00 | 0.00 | .00 | 248.00 | .00 | 0.00 | .00 | 0.00 | .00 | 0.00 | .00 | Regreted |  | Regreted
225 | c | 6A 5pin switch socket outlet for CCTV Charging point | 6A 5pin switch socket outlet for CCTV Charging point | Nos. | 12.000 | .00 | 560.00 | 6,720.00 | 650.00 | 7,800.00 | 450.00 | 5,400.00 | 90.00 | 1,080.00 | 518.00 | 6,216.00 | 395.00 | 4,740.00 | 1150.00 | 13,800.00 | 0.00 | .00 | Regreted |  | Regreted
226 | f | 3 nos. 6A socket controlled by 3no 6A switch | 3 nos. 6A socket controlled by 3no 6A switch | Nos. | 0.000 | .00 | 400.00 | .00 | 0.00 | .00 | 0.00 | .00 | 0.00 | .00 | 1612.00 | .00 | 0.00 | .00 | 0.00 | .00 | 0.00 | .00 | Regreted |  | Regreted
227 | g | 2 nos. 6A socket controlled by 2no 16A switch | 2 nos. 6A socket controlled by 2no 16A switch | Nos. | 0.000 | .00 | 550.00 | .00 | 0.00 | .00 | 0.00 | .00 | 0.00 | .00 | 1381.00 | .00 | 0.00 | .00 | 0.00 | .00 | 0.00 | .00 | Regreted |  | Regreted
228 | h | 1 nos. 6 16A socket controlled by1nos 6 16A switch | 1 nos. 6 16A socket controlled by1nos 6 16A switch | Nos. | 30.000 | .00 | 250.00 | 7,500.00 | 950.00 | 28,500.00 | 750.00 | 22,500.00 | 350.00 | 10,500.00 | 850.00 | 25,500.00 | 544.00 | 16,320.00 | 1100.00 | 33,000.00 | 0.00 | .00 | Regreted |  | Regreted
229 | l | I phase, 2 Nos x 5 15 amp, bakelite socket switch, housed in Fabricated SS Panel suitable for hanging arrangement for Kitchen equipments. (having Two outlet 6 modular plate) | I phase, 2 Nos x 5 15 amp, bakelite socket switch, housed in Fabricated SS Panel suitable for hanging arrangement for Kitchen equipments. (having Two outlet 6 modular plate) | Nos. | 1.000 | .00 | 1500.00 | 1,500.00 | 0.00 | .00 | 4500.00 | 4,500.00 | 4000.00 | 4,000.00 | 1250.00 | 1,250.00 | 680.00 | 680.00 | 1250.00 | 1,250.00 | 0.00 | .00 | Regreted |  | Regreted
230 | 16 | Supplying, installation, Testing and commissioning flush mounting floor metallic boxes IP 66 (at terrace level) with 2 nos of 6 16A International switch socket outlet + 1 set of blanking plate for 2 data voice outlet suitable for AMP tyco I o s of following modules complete with all installation kits, accessories, required to finish the installation – Sample will Approved by Client Consultant. Cost of Switches, sockets outlet blanking plat for Data Voice outlets shall be included. | Supplying, installation, Testing and commissioning flush mounting floor metallic boxes IP 66 (at terrace level) with 2 nos of 6 16A International switch socket outlet + 1 set of blanking plate for 2 data voice outlet suitable for AMP tyco I o s of following modules complete with all installation kits, accessories, required to finish the installation – Sample will Approved by Client Consultant. Cost of Switches, sockets outlet blanking plat for Data Voice outlets shall be included.
231 | 16.1 | 300mm x 300mm x 65 75 mm | 300mm x 300mm x 65 75 mm | Nos. | 0.000 | .00 | 2600.00 | .00 | 0.00 | .00 | 0.00 | .00 | 0.00 | .00 | 0.00 | .00 | 0.00 | .00 | 0.00 | .00 | 0.00 | .00 | Regreted |  | Regreted
232 | 17 | Supply, installation of temporary lighting power arrangement for construction purpose of with industrial type switch sockets MCB s ELCB s lighting fittings as required to finish the work for interior contractor necessary electrical protections throughout the site for construction work till the handover of site. Contractor shall maintain the saftey rules regulations as per Airport Security Department. The material shall be taken back by the contractor. | Supply, installation of temporary lighting power arrangement for construction purpose of with industrial type switch sockets MCB s ELCB s lighting fittings as required to finish the work for interior contractor necessary electrical protections throughout the site for construction work till the handover of site. Contractor shall maintain the saftey rules regulations as per Airport Security Department. The material shall be taken back by the contractor. | Job | 1.000 | .00 | 10000.00 | 10,000.00 | 25000.00 | 25,000.00 | 13500.00 | 13,500.00 | 18500.00 | 18,500.00 | 7500.00 | 7,500.00 | 4060.00 | 4,060.00 | 16000.00 | 16,000.00 | 0.00 | .00 | Regreted |  | Regreted
233 |  | TOTAL FOR WIRING ACCESSORIES | TOTAL FOR WIRING ACCESSORIES
234 | VI | LIGHTING FITTINGS | LIGHTING FITTINGS
235 |  | Installation, testing commissioning of the following concealed surface mounted or suspended light fixtures AS PER FINAL APPROVAL FROM ARCHITECT CLIENT CONSULTANT with lamps, ballast all necessary mounting supporting accessories. No additional cost shall be paid for supporting. | Installation, testing commissioning of the following concealed surface mounted or suspended light fixtures AS PER FINAL APPROVAL FROM ARCHITECT CLIENT CONSULTANT with lamps, ballast all necessary mounting supporting accessories. No additional cost shall be paid for supporting.
236 | 1 | 600x600mm PANEL LIGHT | 600x600mm PANEL LIGHT | Nos. | 1.000 | .00 | 2300.00 | 2,300.00 | 3600.00 | 3,600.00 | 350.00 | 350.00 | 3800.00 | 3,800.00 | 3187.00 | 3,187.00 | 2146.00 | 2,146.00 | 950.00 | 950.00 | 0.00 | .00 | Regreted |  | Regreted
237 | 2 | SURFACE LIGHT | SURFACE LIGHT | Nos. | 1.000 | .00 | 1200.00 | 1,200.00 | 1450.00 | 1,450.00 | 150.00 | 150.00 | 1000.00 | 1,000.00 | 550.00 | 550.00 | 696.00 | 696.00 | 400.00 | 400.00 | 0.00 | .00 | Regreted |  | Regreted
238 | 3 | PENDANT LIGHT-1 | PENDANT LIGHT-1 | Nos. | 4.000 | .00 | 860.00 | 3,440.00 | 2300.00 | 9,200.00 | 350.00 | 1,400.00 | 4500.00 | 18,000.00 | 4500.00 | 18,000.00 | 3560.00 | 14,240.00 | 500.00 | 2,000.00 | 0.00 | .00 | Regreted |  | Regreted
239 | 4 | PENDANT LIGHT-2 | PENDANT LIGHT-2 | Nos. | 11.000 | .00 | 890.00 | 9,790.00 | 2800.00 | 30,800.00 | 350.00 | 3,850.00 | 3200.00 | 35,200.00 | 4500.00 | 49,500.00 | 4400.00 | 48,400.00 | 500.00 | 5,500.00 | 0.00 | .00 | Regreted |  | Regreted
240 | 5 | COB LIGHT | COB LIGHT | Nos. | 5.000 | .00 | 1230.00 | 6,150.00 | 480.00 | 2,400.00 | 150.00 | 750.00 | 1750.00 | 8,750.00 | 1800.00 | 9,000.00 | 1400.00 | 7,000.00 | 400.00 | 2,000.00 | 0.00 | .00 | Regreted |  | Regreted
241 | 6 | DECORATIVE WALL LIGHT | DECORATIVE WALL LIGHT | Nos. | 5.000 | .00 | 3000.00 | 15,000.00 | 2500.00 | 12,500.00 | 250.00 | 1,250.00 | 5200.00 | 26,000.00 | 4500.00 | 22,500.00 | 3540.00 | 17,700.00 | 500.00 | 2,500.00 | 0.00 | .00 | Regreted |  | Regreted
242 | 7 | LED STRIP LIGHT | LED STRIP LIGHT | Mtr. | 40.000 | .00 | 150.00 | 6,000.00 | 180.00 | 7,200.00 | 120.00 | 4,800.00 | 600.00 | 24,000.00 | 150.00 | 6,000.00 | 588.00 | 23,520.00 | 80.00 | 3,200.00 | 0.00 | .00 | Regreted |  | Regreted
243 | 8 | HOOD LIGHT | HOOD LIGHT | Nos. | 5.000 | .00 | 560.00 | 2,800.00 | 850.00 | 4,250.00 | 350.00 | 1,750.00 | 3200.00 | 16,000.00 | 900.00 | 4,500.00 | 5400.00 | 27,000.00 | 350.00 | 1,750.00 | 0.00 | .00 | Regreted |  | Regreted
244 | 9 | 600x600mm PANEL LIGHT (Emg) | 600x600mm PANEL LIGHT (Emg) | Nos. | 1.000 | .00 | 2300.00 | 2,300.00 | 3600.00 | 3,600.00 | 350.00 | 350.00 | 4200.00 | 4,200.00 | 3187.00 | 3,187.00 | 2306.00 | 2,306.00 | 950.00 | 950.00 | 0.00 | .00 | Regreted |  | Regreted
245 | 10 | PENDANT LIGHT-1 (Emg) | PENDANT LIGHT-1 (Emg) | Nos. | 2.000 | .00 | 890.00 | 1,780.00 | 2300.00 | 4,600.00 | 350.00 | 700.00 | 3800.00 | 7,600.00 | 4500.00 | 9,000.00 | 3560.00 | 7,120.00 | 500.00 | 1,000.00 | 0.00 | .00 | Regreted |  | Regreted
246 |  | TOTAL FOR LIGHTING FIXTURES | TOTAL FOR LIGHTING FIXTURES
247 | VII | EARTHING | EARTHING
248 | 1 | Supply and Installation of Maintenance Free Chemical earthing using Electrode of Size approx. 38 mm dia + - 2mm, 3 metres long bonded with 50x6 copper internal strip complete with excavation, civil works, cast iron cover with backfill compound min. 40 KG. The system shall be CPRI tested. Warranty period of chemical earthing from the date of commissioning shall be 5 years. Warranty implies the voltage between earth and neutral will not exceed 0 volts for earthing pits installed. (Note Body earthing provided by Base builder. We have considered Neutral earthing for UPS Server racks.) | Supply and Installation of Maintenance Free Chemical earthing using Electrode of Size approx. 38 mm dia + - 2mm, 3 metres long bonded with 50x6 copper internal strip complete with excavation, civil works, cast iron cover with backfill compound min. 40 KG. The system shall be CPRI tested. Warranty period of chemical earthing from the date of commissioning shall be 5 years. Warranty implies the voltage between earth and neutral will not exceed 0 volts for earthing pits installed. (Note Body earthing provided by Base builder. We have considered Neutral earthing for UPS Server racks.) | Nos. | 0.000 | .00 | 9500.00 | .00 | 0.00 | .00 | 0.00 | .00 | 0.00 | .00 | 16875.00 | .00 | 0.00 | .00 | 0.00 | .00 | 0.00 | .00 | Regreted |  | Regreted
249 | 2 | Supply erection of G.I. strip of 50 x 6 mm used for earthing on wall, cable trays with necessary clamps fixed on wall painted with bituminous paint in an approved manner. | Supply erection of G.I. strip of 50 x 6 mm used for earthing on wall, cable trays with necessary clamps fixed on wall painted with bituminous paint in an approved manner. | Mtr. | 0.000 | .00 | 120.00 | .00 | 0.00 | .00 | 0.00 | .00 | 0.00 | .00 | 0.00 | .00 | 0.00 | .00 | 0.00 | .00 | 0.00 | .00 | Regreted |  | Regreted
250 | 3 | Supply erection of G.I. strip of 25 x 3 mm used for earthing on wall, cable trays with necessary clamps fixed on wall painted with bituminous paint in an approved manner. | Supply erection of G.I. strip of 25 x 3 mm used for earthing on wall, cable trays with necessary clamps fixed on wall painted with bituminous paint in an approved manner. | Mtr. | 60.000 | .00 | 100.00 | 6,000.00 | 85.00 | 5,100.00 | 310.00 | 18,600.00 | 175.00 | 10,500.00 | 243.00 | 14,580.00 | 146.00 | 8,760.00 | 350.00 | 21,000.00 | 0.00 | .00 | Regreted |  | Regreted
251 | 4 | 1 no. 4 sq. mm YY cable in 25mm GI conduit for earthing FOR NETWORK RACK | 1 no. 4 sq. mm YY cable in 25mm GI conduit for earthing FOR NETWORK RACK | Mtr. | 45.000 | .00 | 250.00 | 11,250.00 | 130.00 | 5,850.00 | 250.00 | 11,250.00 | 135.00 | 6,075.00 | 118.00 | 5,310.00 | 516.00 | 23,220.00 | 155.00 | 6,975.00 | 0.00 | .00 | Regreted |  | Regreted
252 | 5 | Supplying erecting bare copper conductor of 8 swg for earthing purpose | Supplying erecting bare copper conductor of 8 swg for earthing purpose | Mtr. | 80.000 | .00 | 200.00 | 16,000.00 | 35.00 | 2,800.00 | 240.00 | 19,200.00 | 160.00 | 12,800.00 | 312.00 | 24,960.00 | 214.00 | 17,120.00 | 125.00 | 10,000.00 | 0.00 | .00 | Regreted |  | Regreted
253 | 7 | Supplying erecting bare GI conductor of 8 swg for earthing purpose | Supplying erecting bare GI conductor of 8 swg for earthing purpose | Mtr. | 0.000 | .00 | 170.00 | .00 | 0.00 | .00 | 0.00 | .00 | 0.00 | .00 | 0.00 | .00 | 0.00 | .00 | 0.00 | .00 | 0.00 | .00 | Regreted |  | Regreted
254 | 8 | Supplying erecting bare CU conductor of 12 swg for earthing purpose | Supplying erecting bare CU conductor of 12 swg for earthing purpose | Mtr. | 0.000 | .00 | 250.00 | .00 | 0.00 | .00 | 0.00 | .00 | 0.00 | .00 | 0.00 | .00 | 0.00 | .00 | 0.00 | .00 | 0.00 | .00 | Regreted |  | Regreted
255 | 9 | Supplying installation testing commissioning of earth terminal box | Supplying installation testing commissioning of earth terminal box | Nos. | 0.000 | .00 | 1500.00 | .00 | 0.00 | .00 | 0.00 | .00 | 0.00 | .00 | 0.00 | .00 | 0.00 | .00 | 0.00 | .00 | 0.00 | .00 | Regreted |  | Regreted
256 |  | TOTAL FOR EARTHING | TOTAL FOR EARTHING
257 | VIII | MISCELLANEOUS | MISCELLANEOUS
258 | 1 | Supply Installation of 6A 3 pin plug top | Supply Installation of 6A 3 pin plug top | Nos. | 5.000 | .00 | 150.00 | 750.00 | 150.00 | 750.00 | 100.00 | 500.00 | 0.00 | .00 | 68.00 | 340.00 | 124.00 | 620.00 | 750.00 | 3,750.00 | 0.00 | .00 | Regreted |  | Regreted
259 | 2 | Supply Installation of 16A 3 pin plug top | Supply Installation of 16A 3 pin plug top | Nos. | 6.000 | .00 | 220.00 | 1,320.00 | 180.00 | 1,080.00 | 130.00 | 780.00 | 0.00 | .00 | 106.00 | 636.00 | 144.00 | 864.00 | 950.00 | 5,700.00 | 0.00 | .00 | Regreted |  | Regreted
260 | 3 | Supply, installation, testing commissioning of Cat-6 FRLS Cable for Lighting Automation | Supply, installation, testing commissioning of Cat-6 FRLS Cable for Lighting Automation | Mtr. | 0.000 | .00 | 125.00 | .00 | 0.00 | .00 | 0.00 | .00 | 0.00 | .00 | 112.00 | .00 | 0.00 | .00 | 0.00 | .00 | 0.00 | .00 | Regreted |  | Regreted
261 | 4 | Supply laying of Rubber Mats, CPRI tested conforming to standards like BS 921, ASTM-D 178 IEC 479 for different operatng voltage ratings as below. | Supply laying of Rubber Mats, CPRI tested conforming to standards like BS 921, ASTM-D 178 IEC 479 for different operatng voltage ratings as below.
262 |  | Supply of 2M x 1M Rubber mat suitable for operatng voltage upto 1.1 KV | Supply of 2M x 1M Rubber mat suitable for operatng voltage upto 1.1 KV | Set | 1.000 | .00 | 2500.00 | 2,500.00 | 1050.00 | 1,050.00 | 5500.00 | 5,500.00 | 4400.00 | 4,400.00 | 15000.00 | 15,000.00 | 0.00 | .00 | 4500.00 | 4,500.00 | 0.00 | .00 | Regreted |  | Regreted
263 | 5 | Supply fixing of approved shock treatment chart written in English and in local Language. The chart shall be framed in Teakwood and covered with glass. | Supply fixing of approved shock treatment chart written in English and in local Language. The chart shall be framed in Teakwood and covered with glass. | Nos. | 1.000 | .00 | 2500.00 | 2,500.00 | 500.00 | 500.00 | 500.00 | 500.00 | 5500.00 | 5,500.00 | 1250.00 | 1,250.00 | 0.00 | .00 | 1250.00 | 1,250.00 | 0.00 | .00 | Regreted |  | Regreted
264 | 6 | Supply fixing of approved Fire Alarm evacuation plan chart written in English and in local Language approved by cleint requrements. | Supply fixing of approved Fire Alarm evacuation plan chart written in English and in local Language approved by cleint requrements. | Nos | 0.000 | .00 | 2500.00 | .00 | 0.00 | .00 | 0.00 | .00 | 0.00 | .00 | 1875.00 | .00 | 0.00 | .00 | 0.00 | .00 | 0.00 | .00 | Regreted |  | Regreted
265 | 7 | Supply fixing of the best quality LT Danger Boards(415V) for of approved shape and size as specified by the local electrical authorities written in English, and local Language | Supply fixing of the best quality LT Danger Boards(415V) for of approved shape and size as specified by the local electrical authorities written in English, and local Language | Nos. | 1.000 | .00 | 1000.00 | 1,000.00 | 550.00 | 550.00 | 500.00 | 500.00 | 500.00 | 500.00 | 2500.00 | 2,500.00 | 0.00 | .00 | 1250.00 | 1,250.00 | 0.00 | .00 | Regreted |  | Regreted
266 | 8 | Supply handed over to client of First Aid Box | Supply handed over to client of First Aid Box | Set | 0.000 | .00 | 750.00 | .00 | 0.00 | .00 | 0.00 | .00 | 0.00 | .00 | 1225.00 | .00 | 0.00 | .00 | 0.00 | .00 | 0.00 | .00 | Regreted |  | Regreted
267 | 9 | SITC of Emergency Exit signage (battery operated) approval by client architect consultant. Make Prolite or Equivalent | SITC of Emergency Exit signage (battery operated) approval by client architect consultant. Make Prolite or Equivalent | Nos. | 0.000 | .00 | 900.00 | .00 | 0.00 | .00 | 0.00 | .00 | 0.00 | .00 | 0.00 | .00 | 0.00 | .00 | 0.00 | .00 | 0.00 | .00 | Regreted |  | Regreted
268 |  | TOTAL FOR MISELANIOUS | TOTAL FOR MISELANIOUS
269 | IX | LOW VOLTAGE SYSTEM | LOW VOLTAGE SYSTEM
270 | A | DATA AND TELEPHONE SYSTEM | DATA AND TELEPHONE SYSTEM
271 | 1 | Supply Installation of 25mm.dia. GI conduit with pull box junction box all accessories for DATA VOICE WIFI wiring as per the requirement. | Supply Installation of 25mm.dia. GI conduit with pull box junction box all accessories for DATA VOICE WIFI wiring as per the requirement. | Mtr. | 120.000 | .00 | 110.00 | 13,200.00 | 120.00 | 14,400.00 | 230.00 | 27,600.00 | 60.00 | 7,200.00 | 137.00 | 16,440.00 | 242.00 | 29,040.00 | 155.00 | 18,600.00 | 0.00 | .00 | Regreted |  | Regreted
272 | 2 | Providing DATA wiring inside 25mm dia GI conduit from each Data outlet to ICT CP Point by using Indoor Type CAT6A, | Providing DATA wiring inside 25mm dia GI conduit from each Data outlet to ICT CP Point by using Indoor Type CAT6A, | Mtr. | 200.000 | .00 | 120.00 | 24,000.00 | 140.00 | 28,000.00 | 95.00 | 19,000.00 | 55.00 | 11,000.00 | 118.00 | 23,600.00 | 97.00 | 19,400.00 | 155.00 | 31,000.00 | 0.00 | .00 | Regreted |  | Regreted
273 | 3 | Supply Installation of Internet Jack Unit RJ-45 suitable for CAT6A | Supply Installation of Internet Jack Unit RJ-45 suitable for CAT6A | Nos. | 8.000 | .00 | 700.00 | 5,600.00 | 85.00 | 680.00 | 600.00 | 4,800.00 | 300.00 | 2,400.00 | 312.00 | 2,496.00 | 74.00 | 592.00 | 1150.00 | 9,200.00 | 0.00 | .00 | Regreted |  | Regreted
274 | 4 | Supply Installation of make Cat 6A, UTP Patch Cords, with snagless boots, color matched, Blue, 3 Feet | Supply Installation of make Cat 6A, UTP Patch Cords, with snagless boots, color matched, Blue, 3 Feet | Nos. | 8.000 | .00 | 950.00 | 7,600.00 | 360.00 | 2,880.00 | 350.00 | 2,800.00 | 850.00 | 6,800.00 | 375.00 | 3,000.00 | 540.00 | 4,320.00 | 450.00 | 3,600.00 | 0.00 | .00 | Regreted |  | Regreted
275 | 5 | Supply Installation of make Cat 6A, UTP Patch Cords, with snagless boots, color matched, Blue, 7 Feet | Supply Installation of make Cat 6A, UTP Patch Cords, with snagless boots, color matched, Blue, 7 Feet | Nos. | 8.000 | .00 | 700.00 | 5,600.00 | 630.00 | 5,040.00 | 600.00 | 4,800.00 | 1250.00 | 10,000.00 | 562.00 | 4,496.00 | 864.00 | 6,912.00 | 560.00 | 4,480.00 | 0.00 | .00 | Regreted |  | Regreted
276 | 6 | Supply laying indoors multi-pair 0.5mm dia copper PVC insulated and sheathed, armoured telephone cables on walls, ceiling, cable trays, trunking complete with clamps, cable markers etc. from MDF to the various tag blocks as specified | Supply laying indoors multi-pair 0.5mm dia copper PVC insulated and sheathed, armoured telephone cables on walls, ceiling, cable trays, trunking complete with clamps, cable markers etc. from MDF to the various tag blocks as specified
277 | a | 10 pair cable armoured | 10 pair cable armoured | Mtr. | 40.000 | .00 | 200.00 | 8,000.00 | 180.00 | 7,200.00 | 280.00 | 11,200.00 | 60.00 | 2,400.00 | 131.00 | 5,240.00 | 280.00 | 11,200.00 | 450.00 | 18,000.00 | 0.00 | .00 | Regreted |  | Regreted
278 | b | 5 pair cable | 5 pair cable | Mtr. | 0.000 | .00 | 120.00 | .00 | 0.00 | .00 | 0.00 | .00 | 0.00 | .00 | 67.00 | .00 | 0.00 | .00 | 0.00 | .00 | 0.00 | .00 | Regreted |  | Regreted
279 | c | 3 pair cable | 3 pair cable | Mtr. | 0.000 | .00 | 100.00 | .00 | 0.00 | .00 | 0.00 | .00 | 0.00 | .00 | 41.00 | .00 | 0.00 | .00 | 0.00 | .00 | 0.00 | .00 | Regreted |  | Regreted
280 | d. | 2 pair cable | 2 pair cable | Mtr. | 0.000 | .00 | 75.00 | .00 | 0.00 | .00 | 0.00 | .00 | 0.00 | .00 | 28.00 | .00 | 0.00 | .00 | 0.00 | .00 | 0.00 | .00 | Regreted |  | Regreted
281 | 7 | Supply installation of telephone tag block with KRONE terminal connectors, G.I.J.B as specified com-plete with all interconnections and jumper connections bet-ween the two tag blocks on all floors as shown on drgs. | Supply installation of telephone tag block with KRONE terminal connectors, G.I.J.B as specified com-plete with all interconnections and jumper connections bet-ween the two tag blocks on all floors as shown on drgs.
282 | a | 50 pair tel. tag block | 50 pair tel. tag block | Nos. | 0.000 | .00 | 1200.00 | .00 | 0.00 | .00 | 0.00 | .00 | 0.00 | .00 | 0.00 | .00 | 0.00 | .00 | 0.00 | .00 | 0.00 | .00 | Regreted |  | Regreted
283 | b | 20 pair tel. tag block | 20 pair tel. tag block | Nos. | 1.000 | .00 | 850.00 | 850.00 | 580.00 | 580.00 | 1500.00 | 1,500.00 | 750.00 | 750.00 | 1250.00 | 1,250.00 | 4320.00 | 4,320.00 | 1850.00 | 1,850.00 | 0.00 | .00 | Regreted |  | Regreted
284 | c | 10 pair tel. tag block | 10 pair tel. tag block | Nos. | 0.000 | .00 | 650.00 | .00 | 0.00 | .00 | 0.00 | .00 | 0.00 | .00 | 0.00 | .00 | 0.00 | .00 | 0.00 | .00 | 0.00 | .00 | Regreted |  | Regreted
285 |  | TOTAL FOR DATA AND TELEPHONE SYSTEM | TOTAL FOR DATA AND TELEPHONE SYSTEM
3 |  | Fire Fighting Systems for AJ Kitchen at Ahmedabad | BOQ for Fire Fighting Systems for AJ Kitchen Ahmedabad | NOS | 1.000 |  |  | 47,580.00 |  | 106,550.00 |  | 181,400.00 |  | 150,500.00 |  | 101,362.00 |  | 219,703.00 |  | 178,450.00 |  | 152,420.00 | Regreted |  | Regreted
286 | 1 | Providing, laying, jointing, testing and commissioning of G.I. `C Class pipes (IS 1239 (Part-I)-1979) including cutting,threading welding etc providing all malleable galvanized iron fittings conforming to IS 1879, viz. Flanges, bends, tees, elbows,reducers, unions, supporting with G. I. clamps, hangers, M.S. brackets etc. including cutting holes and chases in brick or RCC wall slabs and making good the same to the Approval of Architect consultant,complete including painting with one coat of primer and two or more coats of synthetic enamel paint of approved make and shade. ( Note- Rigid flexible pipe extension from existing line is considered) | Providing, laying, jointing, testing and commissioning of G.I. `C Class pipes (IS 1239 (Part-I)-1979) including cutting,threading welding etc providing all malleable galvanized iron fittings conforming to IS 1879, viz. Flanges, bends, tees, elbows,reducers, unions, supporting with G. I. clamps, hangers, M.S. brackets etc. including cutting holes and chases in brick or RCC wall slabs and making good the same to the Approval of Architect consultant,complete including painting with one coat of primer and two or more coats of synthetic enamel paint of approved make and shade. ( Note- Rigid flexible pipe extension from existing line is considered)
287 | i) | 25 mm dia. | 25 mm dia. | RMT | 25.000 | 6,250.00 | 250.00 | 6,250.00 | 570.00 | 14,250.00 | 770.00 | 19,250.00 | 1000.00 | 25,000.00 | 370.00 | 9,250.00 | 715.00 | 17,875.00 | 1250.00 | 31,250.00 | 577.00 | 14,425.00 | Regreted |  | Regreted
288 | ii) | 32 mm dia. | 32 mm dia. | RMT | 5.000 | 1,750.00 | 350.00 | 1,750.00 | 750.00 | 3,750.00 | 850.00 | 4,250.00 | 1100.00 | 5,500.00 | 480.00 | 2,400.00 | 1076.00 | 5,380.00 | 1350.00 | 6,750.00 | 738.00 | 3,690.00 | Regreted |  | Regreted
289 | iii) | 40 mm dia. | 40 mm dia. | RMT | 5.000 | 2,000.00 | 400.00 | 2,000.00 | 906.00 | 4,530.00 | 950.00 | 4,750.00 | 1200.00 | 6,000.00 | 575.00 | 2,875.00 | 1344.00 | 6,720.00 | 1450.00 | 7,250.00 | 900.00 | 4,500.00 | Regreted |  | Regreted
290 | iv) | 50 mm dia. | 50 mm dia. | RMT | 10.000 | 4,500.00 | 450.00 | 4,500.00 | 1140.00 | 11,400.00 | 1250.00 | 12,500.00 | 1500.00 | 15,000.00 | 660.00 | 6,600.00 | 1557.00 | 15,570.00 | 1550.00 | 15,500.00 | 1172.00 | 11,720.00 | Regreted |  | Regreted
291 | v) | 65 mm dia. | 65 mm dia. | RMT | 5.000 | 2,500.00 | 500.00 | 2,500.00 | 1380.00 | 6,900.00 | 1550.00 | 7,750.00 | 2000.00 | 10,000.00 | 800.00 | 4,000.00 | 2484.00 | 12,420.00 | 1650.00 | 8,250.00 | 1489.00 | 7,445.00 | Regreted |  | Regreted
292 | vi) | 80 mm dia. | 80 mm dia. | RMT | 0.000 | .00 | 600.00 | .00 | 0.00 | .00 | 0.00 | .00 | 0.00 | .00 | 0.00 | .00 | 0.00 | .00 | 0.00 | .00 | 0.00 | .00 | Regreted |  | Regreted
293 | vii) | 100 mm dia. | 100 mm dia. | RMT | 0.000 | .00 | 700.00 | .00 | 0.00 | .00 | 0.00 | .00 | 0.00 | .00 | 0.00 | .00 | 0.00 | .00 | 0.00 | .00 | 0.00 | .00 | Regreted |  | Regreted
294 | 2 | Providing , fixing testing and commissioning of pendant type sprinkler heads 68 deg. Temp.(Quick response type)-UL listed FM approved | Providing , fixing testing and commissioning of pendant type sprinkler heads 68 deg. Temp.(Quick response type)-UL listed FM approved | No. | 0.000 | .00 | 450.00 | .00 | 0.00 | .00 | 0.00 | .00 | 0.00 | .00 | 0.00 | .00 | 0.00 | .00 | 0.00 | .00 | 0.00 | .00 | Regreted |  | Regreted
295 | 3 | Providing , fixing testing and commissioning of concealed type sprinkler heads 68 deg. Temp.(Quick response type)-UL listed FM approved | Providing , fixing testing and commissioning of concealed type sprinkler heads 68 deg. Temp.(Quick response type)-UL listed FM approved | No. | 5.000 | 4,000.00 | 800.00 | 4,000.00 | 900.00 | 4,500.00 | 5500.00 | 27,500.00 | 2150.00 | 10,750.00 | 1200.00 | 6,000.00 | 17750.00 | 88,750.00 | 1150.00 | 5,750.00 | 1122.00 | 5,610.00 | Regreted |  | Regreted
296 | 4 | Providing , fixing testing and commissioning of concealed type sprinkler heads 79 deg. Temp.(Quick response type)-UL listed FM approved | Providing , fixing testing and commissioning of concealed type sprinkler heads 79 deg. Temp.(Quick response type)-UL listed FM approved | No. | 2.000 | 1,500.00 | 750.00 | 1,500.00 | 1500.00 | 3,000.00 | 2500.00 | 5,000.00 | 2150.00 | 4,300.00 | 1440.00 | 2,880.00 | 2293.00 | 4,586.00 | 1150.00 | 2,300.00 | 1122.00 | 2,244.00 | Regreted |  | Regreted
297 | 5 | Providing , fixing testing and commissioning of upright type sprinkler heads 68 deg. temp(Quick response type)- Optional Subject to liasion team requirements | Providing , fixing testing and commissioning of upright type sprinkler heads 68 deg. temp(Quick response type)- Optional Subject to liasion team requirements | No. | 5.000 | 2,400.00 | 750.00 | 3,750.00 | 900.00 | 4,500.00 | 2000.00 | 10,000.00 | 480.00 | 2,400.00 | 480.00 | 2,400.00 | 544.00 | 2,720.00 | 1250.00 | 6,250.00 | 1250.00 | 6,250.00 | Regreted |  | Regreted
298 | 6 | Providing , fixing testing and commissioning of upright type sprinkler heads 79 deg. Temp (Quick response type)-UL listed FM approved | Providing , fixing testing and commissioning of upright type sprinkler heads 79 deg. Temp (Quick response type)-UL listed FM approved | No. | 2.000 | 700.00 | 350.00 | 700.00 | 1500.00 | 3,000.00 | 1800.00 | 3,600.00 | 2250.00 | 4,500.00 | 780.00 | 1,560.00 | 798.00 | 1,596.00 | 1350.00 | 2,700.00 | 1122.00 | 2,244.00 | Regreted |  | Regreted
299 | 7 | Providing fixing testing and commissioning of braided UL listed FM approved SS Flexible pipe | Providing fixing testing and commissioning of braided UL listed FM approved SS Flexible pipe
300 | i) | 1 MT Long | 1 MT Long | No. | 4.000 | 1,400.00 | 350.00 | 1,400.00 | 1800.00 | 7,200.00 | 2800.00 | 11,200.00 | 1200.00 | 4,800.00 | 560.00 | 2,240.00 | 2075.00 | 8,300.00 | 2900.00 | 11,600.00 | 2940.00 | 11,760.00 | Regreted |  | Regreted
301 | ii) | 1.6 MT Long | 1.6 MT Long | No. | 3.000 | 1,680.00 | 560.00 | 1,680.00 | 2640.00 | 7,920.00 | 3200.00 | 9,600.00 | 1650.00 | 4,950.00 | 840.00 | 2,520.00 | 2238.00 | 6,714.00 | 3400.00 | 10,200.00 | 3384.00 | 10,152.00 | Regreted |  | Regreted
302 | 7 | Gun metal chrome finished Ball valves (PN 16) with fittings of screwedend type. | Gun metal chrome finished Ball valves (PN 16) with fittings of screwedend type.
303 | I) | 40 mm dia. | 40 mm dia. | No. | 0.000 | .00 | 0.00 | .00 | 0.00 | .00 | 0.00 | .00 | 0.00 | .00 | 0.00 | .00 | 2075.00 | .00 | 0.00 | .00 | 0.00 | .00 | Regreted |  | Regreted
304 | I) | 32 mm dia. (Sprinkler drain-OPTIONAL) | 32 mm dia. (Sprinkler drain-OPTIONAL) | Nos. | 0.000 | .00 | 0.00 | .00 | 0.00 | .00 | 0.00 | .00 | 0.00 | .00 | 0.00 | .00 | 2338.00 | .00 | 0.00 | .00 | 0.00 | .00 | Regreted |  | Regreted
305 | 8 | Wheel operated Butterfly Valves (PN 16) with inbuilt supervisory switch (UL listed and FM approved) with CI Body, Black Nitrile Body Liner and Nylon Coated SG Iron Disc with material and labour including hydraulic testing etc. complete as per drawing, specification to the level of satisfaction of Site- Incharge. | Wheel operated Butterfly Valves (PN 16) with inbuilt supervisory switch (UL listed and FM approved) with CI Body, Black Nitrile Body Liner and Nylon Coated SG Iron Disc with material and labour including hydraulic testing etc. complete as per drawing, specification to the level of satisfaction of Site- Incharge.
306 | I) | 150 mm dia. | 150 mm dia. | No. | 0.000 | .00 | 750.00 | .00 | 0.00 | .00 | 0.00 | .00 | 0.00 | .00 | 0.00 | .00 | 0.00 | .00 | 0.00 | .00 | 0.00 | .00 | Regreted |  | Regreted
307 | I) | 100 mm dia. (OPTIONAL) | 100 mm dia. (OPTIONAL) | No. | 0.000 | .00 | 500.00 | .00 | 0.00 | .00 | 0.00 | .00 | 0.00 | .00 | 0.00 | .00 | 0.00 | .00 | 0.00 | .00 | 0.00 | .00 | Regreted |  | Regreted
308 | I) | 65 mm dia. | 65 mm dia. | No. | 1.000 | .00 | 450.00 | 450.00 | 3420.00 | 3,420.00 | 13500.00 | 13,500.00 | 8000.00 | 8,000.00 | 7800.00 | 7,800.00 | 0.00 | .00 | 8500.00 | 8,500.00 | 8970.00 | 8,970.00 | Regreted |  | Regreted
309 | 9 | 6kg capacity ABC type dry chemical powder fire Extinguishers with wall mounting brackets | 6kg capacity ABC type dry chemical powder fire Extinguishers with wall mounting brackets | Nos. | 4.000 | 10,000.00 | 2500.00 | 10,000.00 | 3000.00 | 12,000.00 | 3500.00 | 14,000.00 | 6500.00 | 26,000.00 | 7860.00 | 31,440.00 | 4517.00 | 18,068.00 | 7500.00 | 30,000.00 | 7590.00 | 30,360.00 | Regreted |  | Regreted
310 | 10 | 6kg capacity K type fire Extinguishers with wall mounting brackets | 6kg capacity K type fire Extinguishers with wall mounting brackets | No. | 1.000 | 1,900.00 | 1900.00 | 1,900.00 | 7800.00 | 7,800.00 | 15500.00 | 15,500.00 | 10875.00 | 10,875.00 | 11746.00 | 11,746.00 | 14560.00 | 14,560.00 | 9500.00 | 9,500.00 | 10350.00 | 10,350.00 | Regreted |  | Regreted
311 | 11 | 5kg capacity CO2 type fire Extinguishers with wall mounting brackets | 5kg capacity CO2 type fire Extinguishers with wall mounting brackets | No. | 1.000 | 5,000.00 | 5000.00 | 5,000.00 | 9180.00 | 9,180.00 | 6500.00 | 6,500.00 | 6300.00 | 6,300.00 | 13400.00 | 13,400.00 | 9905.00 | 9,905.00 | 9500.00 | 9,500.00 | 10350.00 | 10,350.00 | Regreted |  | Regreted
312 | 12 | 9Lit AR-AFFF type fire Extinguishers with wall mounting brackets | 9Lit AR-AFFF type fire Extinguishers with wall mounting brackets | Nos. | 0.000 | .00 | 2450.00 | .00 | 0.00 | .00 | 0.00 | .00 | 0.00 | .00 | 0.00 | .00 | 0.00 | .00 | 0.00 | .00 | 0.00 | .00 | Regreted |  | Regreted
313 | 13 | Flow switch on sprinkler distribution header on floor with 2 SPDT contacts suitably rated, capable of the high pressure system and connected to fire alarm panel through cable. (OPTIONAL IF REQUIRED BY CLIENT) | Flow switch on sprinkler distribution header on floor with 2 SPDT contacts suitably rated, capable of the high pressure system and connected to fire alarm panel through cable. (OPTIONAL IF REQUIRED BY CLIENT)
314 | i) | 65 mm dia. | 65 mm dia. | No. | 1.000 | 2,200.00 | 2200.00 | 2,200.00 | 3200.00 | 3,200.00 | 16500.00 | 16,500.00 | 6125.00 | 6,125.00 | 4750.00 | 4,750.00 | 6540.00 | 6,540.00 | 3200.00 | 3,200.00 | 12600.00 | 12,600.00 | Regreted |  | Regreted
315 | 14 | Ceasefire 5 Kg Ceiling Mounted Fire Extinguisher Clean Agent FE-36, Zero ODP, Stored Pressure Type, Pressure Gauge, Gross Weight 7.7 Kg, empty Weight 2.7 Kg, Can Height 264MM, Diameter 240MM,Discharge Time less than 8 Secs, Auto discharge mechanism on temperature rise, applicable on Class A,B,C and electrically started Fire, Can Construction Deep drawn Co2 Mig welded, Valve Construction Forging Machining, Internal Coating of Can Epoxy Powder coating, External Coating of Can Epoxy Polyster Powder coating, Sheet metal thickness 2.0MM, Helium Leak Detection Test, 5 Years Warranty-model no 1CH21CF | Ceasefire 5 Kg Ceiling Mounted Fire Extinguisher Clean Agent FE-36, Zero ODP, Stored Pressure Type, Pressure Gauge, Gross Weight 7.7 Kg, empty Weight 2.7 Kg, Can Height 264MM, Diameter 240MM,Discharge Time less than 8 Secs, Auto discharge mechanism on temperature rise, applicable on Class A,B,C and electrically started Fire, Can Construction Deep drawn Co2 Mig welded, Valve Construction Forging Machining, Internal Coating of Can Epoxy Powder coating, External Coating of Can Epoxy Polyster Powder coating, Sheet metal thickness 2.0MM, Helium Leak Detection Test, 5 Years Warranty-model no 1CH21CF | No. | 0.000 | .00 | 65000.00 | .00 | 0.00 | .00 | 0.00 | .00 | 0.00 | .00 | 0.00 | .00 | 0.00 | .00 | 0.00 | .00 | 0.00 | .00 | Regreted |  | Regreted
316 |  | SUB-TOTAL | SUB-TOTAL
317 | Note : | Taxes Extra as applicable. | Taxes Extra as applicable.
4 |  | Music System for AJ Kitchen at Ahmedabad | BOQ for Music System for AJ Kitchen Ahmedabad | NOS | 1.000 |  |  | 28,500.00 |  | 36,660.00 |  | 31,200.00 |  | 23,175.00 |  | 11,169.00 |  | 23,775.00 |  | 32,325.00 |  | 126,510.00 | Regreted |  | Regreted
318 | A | PA MUSIC SYSTEM EQUIPMENTS SUPPLY | PA MUSIC SYSTEM EQUIPMENTS SUPPLY
319 | 1 | Supply Installation of JBL make Loudspeaker (6 watt) CEILING SPKR to match with Airport PA System | Supply Installation of JBL make Loudspeaker (6 watt) CEILING SPKR to match with Airport PA System | Nos. | 3.000 | 8,400.00 | 3400.00 | 10,200.00 | 6520.00 | 19,560.00 | 6500.00 | 19,500.00 | 5100.00 | 15,300.00 | 4100.00 | 12,300.00 | 6700.00 | 20,100.00 | 2800.00 | 8,400.00 | 22500.00 | 67,500.00 | Regreted |  | Regreted
320 | 2 | Supply of JBL make Loudspeaker 20 watt wall mount SPKR | Supply of JBL make Loudspeaker 20 watt wall mount SPKR | Nos. | 0.000 | .00 | 3200.00 | .00 | 0.00 | .00 | 0.00 | .00 | 0.00 | .00 | 0.00 | .00 | 0.00 | .00 | 0.00 | .00 | 0.00 | .00 | Regreted |  | Regreted
321 | 3 | Supply, installation, testing commissioning of Control 24CT Microplus JBL make Speakers | Supply, installation, testing commissioning of Control 24CT Microplus JBL make Speakers | Nos. | 0.000 | .00 | 24000.00 | .00 | 0.00 | .00 | 0.00 | .00 | 0.00 | .00 | 0.00 | .00 | 0.00 | .00 | 0.00 | .00 | 0.00 | .00 | Regreted |  | Regreted
322 | 4 | Supply of Amplifier with Line matching transformers | Supply of Amplifier with Line matching transformers | Nos. | 0.000 | .00 | 23400.00 | .00 | 0.00 | .00 | 0.00 | .00 | 0.00 | .00 | 0.00 | .00 | 0.00 | .00 | 0.00 | .00 | 0.00 | .00 | Regreted |  | Regreted
323 | 5 | Supply of DSP with Card Model No. BLU-100 BLU 102 | Supply of DSP with Card Model No. BLU-100 BLU 102 | Nos. | 0.000 | .00 | 17500.00 | .00 | 0.00 | .00 | 0.00 | .00 | 0.00 | .00 | 0.00 | .00 | 0.00 | .00 | 0.00 | .00 | 0.00 | .00 | Regreted |  | Regreted
324 | 6 | Supply of ZONE CONTROLLER Model No. BLU-3 | Supply of ZONE CONTROLLER Model No. BLU-3 | Nos. | 0.000 | .00 | 21000.00 | .00 | 0.00 | .00 | 0.00 | .00 | 0.00 | .00 | 0.00 | .00 | 0.00 | .00 | 0.00 | .00 | 0.00 | .00 | Regreted |  | Regreted
325 | 7 | Supply of Paging Mic Model No. DST-995 | Supply of Paging Mic Model No. DST-995 | Nos. | 0.000 | .00 | 19000.00 | .00 | 0.00 | .00 | 0.00 | .00 | 0.00 | .00 | 0.00 | .00 | 0.00 | .00 | 0.00 | .00 | 0.00 | .00 | Regreted |  | Regreted
326 | 8 | Supply of DVD Player for BGM | Supply of DVD Player for BGM | Nos. | 0.000 | .00 | 8000.00 | .00 | 0.00 | .00 | 0.00 | .00 | 0.00 | .00 | 0.00 | .00 | 0.00 | .00 | 0.00 | .00 | 0.00 | .00 | Regreted |  | Regreted
327 | 9 | Supply Laying of 2x2.5 Sq.mm FRLS Speaker Cable. The cost of conduit shall be paid separately. | Supply Laying of 2x2.5 Sq.mm FRLS Speaker Cable. The cost of conduit shall be paid separately. | Mtr. | 75.000 | 1,875.00 | 200.00 | 15,000.00 | 180.00 | 13,500.00 | 120.00 | 9,000.00 | 75.00 | 5,625.00 | 60.00 | 4,500.00 | 25.00 | 1,875.00 | 125.00 | 9,375.00 | 590.00 | 44,250.00 | Regreted |  | Regreted
328 | 10 | Supply of 3x1.5 Sq.mm FRLS Microphone Cable The cost of conduit shall be paid separately. | Supply of 3x1.5 Sq.mm FRLS Microphone Cable The cost of conduit shall be paid separately. | Mtr. | 0.000 | .00 | 300.00 | .00 | 0.00 | .00 | 0.00 | .00 | 0.00 | .00 | 0.00 | .00 | 0.00 | .00 | 0.00 | .00 | 0.00 | .00 | Regreted |  | Regreted
329 | 11 | Supply of 12U (600mmx800mm) Equipment Rack | Supply of 12U (600mmx800mm) Equipment Rack | Nos. | 0.000 | .00 | 52000.00 | .00 | 0.00 | .00 | 0.00 | .00 | 0.00 | .00 | 0.00 | .00 | 0.00 | .00 | 0.00 | .00 | 0.00 | .00 | Regreted |  | Regreted
330 | 12 | Supply Laying of 25mm dia. GI Conduit | Supply Laying of 25mm dia. GI Conduit | Mtr. | 30.000 | 1,800.00 | 110.00 | 3,300.00 | 120.00 | 3,600.00 | 90.00 | 2,700.00 | 75.00 | 2,250.00 | 250.00 | 7,500.00 | 60.00 | 1,800.00 | 185.00 | 5,550.00 | 492.00 | 14,760.00 | Regreted |  | Regreted
331 |  | SUB TOTAL FOR MUSIC SYSTEM EQUIPMENTS | SUB TOTAL FOR MUSIC SYSTEM EQUIPMENTS
332 |  | TOTAL FOR MUSIC SYSTEM EQUIPMENTS | TOTAL FOR MUSIC SYSTEM EQUIPMENTS
5 |  | Plumbing Work for AJ Kitchen at Ahmedabad | BOQ for Plumbing Work for AJ Kitchen Ahmedabad | NOS | 1.000 |  |  | 239,160.00 |  | 540,240.00 |  | 463,300.00 |  | 194,260.00 |  | 185,829.00 |  | 305,723.00 |  | 220,850.00 |  | 447,740.00 |  | 336,880.00 |  | 544,836.00
333 | A | WATER SUPPLY PIPING | WATER SUPPLY PIPING
334 | 1 | CPVC Pipes conforming to ASTM D-2846, SDR-11 grade and CPVC solvent weld fittings like elbows, tees, couplars, brass threaded adaptors, insert ring etc. suitable for (domestic and flushing) cold applications rated, concealed piping within wall floor including jointing with fittings using solvent cement, brass threaded end fittings for making connection to fixtures. The work shall also include chasing the walls with machine wherever required for concealed piping and making good the same after laying of pipes necessary pressure testing Chasing finishing shall be done with 1 1 cement mixed mortar, restore the same original condition for internal and shaft piping, including necessary hot deep galvanised supports vertical horizontal, as per direction of Site incharge direction. [The rate shall include supply of S.S.screws and nut bolts etc.chasing in walls done by machine] (For Domestic and Flushing water-Toilet internal) (Pipe shall be tested with 1.5 times working pressure as covered in specifications) | CPVC Pipes conforming to ASTM D-2846, SDR-11 grade and CPVC solvent weld fittings like elbows, tees, couplars, brass threaded adaptors, insert ring etc. suitable for (domestic and flushing) cold applications rated, concealed piping within wall floor including jointing with fittings using solvent cement, brass threaded end fittings for making connection to fixtures. The work shall also include chasing the walls with machine wherever required for concealed piping and making good the same after laying of pipes necessary pressure testing Chasing finishing shall be done with 1 1 cement mixed mortar, restore the same original condition for internal and shaft piping, including necessary hot deep galvanised supports vertical horizontal, as per direction of Site incharge direction. [The rate shall include supply of S.S.screws and nut bolts etc.chasing in walls done by machine] (For Domestic and Flushing water-Toilet internal) (Pipe shall be tested with 1.5 times working pressure as covered in specifications)
335 | 1.1 | 20 mm Dia | 20 mm Dia | R.mt | 40.000 | 3,000.00 | 200.00 | 8,000.00 | 148.00 | 5,920.00 | 300.00 | 12,000.00 | 75.00 | 3,000.00 | 280.00 | 11,200.00 | 260.00 | 10,400.00 | 550.00 | 22,000.00 | 886.00 | 35,440.00 | 0.00 | .00 | 390.00 | 15,600.00
336 | 1.2 | 25 mm Dia | 25 mm Dia | R.mt | 10.000 | 900.00 | 250.00 | 2,500.00 | 220.00 | 2,200.00 | 350.00 | 3,500.00 | 90.00 | 900.00 | 310.00 | 3,100.00 | 416.00 | 4,160.00 | 650.00 | 6,500.00 | 1050.00 | 10,500.00 | 0.00 | .00 | 475.00 | 4,750.00
337 | 1.3 | 32mm Dia | 32mm Dia | R.mt | 5.000 | 625.00 | 300.00 | 1,500.00 | 310.00 | 1,550.00 | 400.00 | 2,000.00 | 125.00 | 625.00 | 350.00 | 1,750.00 | 520.00 | 2,600.00 | 750.00 | 3,750.00 | 1150.00 | 5,750.00 | 0.00 | .00 | 525.00 | 2,625.00
338 | 1.4 | 40mm Dia | 40mm Dia | R.mt | 0.000 | .00 | 350.00 | .00 | 385.00 | .00 | 0.00 | .00 | 0.00 | .00 | 0.00 | .00 | 0.00 | .00 | 0.00 | .00 | 0.00 | .00 | 0.00 | .00 | 0.00 | .00
339 | 2 | Providing Fixing of gun metal heavy Ball Valves-PN-16 (approved makes as covered in specification) screwed type for water system of the following diameters. Valve shall have with unions. | Providing Fixing of gun metal heavy Ball Valves-PN-16 (approved makes as covered in specification) screwed type for water system of the following diameters. Valve shall have with unions.
340 | 2.1 | 20mm Dia | 20mm Dia | Nos. | 0.000 | .00 | 300.00 | .00 | 450.00 | .00 | 0.00 | .00 | 0.00 | .00 | 0.00 | .00 | 0.00 | .00 | 0.00 | .00 | 0.00 | .00 | 0.00 | .00 | 0.00 | .00
341 | 2.2 | 25mm Dia | 25mm Dia | Nos. | 1.000 | 350.00 | 450.00 | 450.00 | 625.00 | 625.00 | 1150.00 | 1,150.00 | 350.00 | 350.00 | 7100.00 | 7,100.00 | 1620.00 | 1,620.00 | 2450.00 | 2,450.00 | 4740.00 | 4,740.00 | 0.00 | .00 | 1850.00 | 1,850.00
342 | 2.3 | 32mm Dia | 32mm Dia | Nos. | 1.000 | 450.00 | 560.00 | 560.00 | 915.00 | 915.00 | 1400.00 | 1,400.00 | 450.00 | 450.00 | 8600.00 | 8,600.00 | 2430.00 | 2,430.00 | 2850.00 | 2,850.00 | 5560.00 | 5,560.00 | 0.00 | .00 | 2350.00 | 2,350.00
343 | 2.4 | 40mm Dia | 40mm Dia | Nos. | 0.000 | .00 | 750.00 | .00 | 1230.00 | .00 | 0.00 | .00 | 0.00 | .00 | 0.00 | .00 | 0.00 | .00 | 0.00 | .00 | 0.00 | .00 | 0.00 | .00 | 0.00 | .00
344 | 3 | Providing ,fixing, testing and commissioning capstan make Water Meter including providing fixing matching Isolation valves ,strainer, non-return valve,complete with all necessary fittings etc screwed type(15Kgs Sq.cm). Valve shall have with union. | Providing ,fixing, testing and commissioning capstan make Water Meter including providing fixing matching Isolation valves ,strainer, non-return valve,complete with all necessary fittings etc screwed type(15Kgs Sq.cm). Valve shall have with union.
345 | 3.1 | 25 mm Dia incoming line | 25 mm Dia incoming line | Nos. | 1.000 | 4,200.00 | 4200.00 | 4,200.00 | 4800.00 | 4,800.00 | 12500.00 | 12,500.00 | 6000.00 | 6,000.00 | 8500.00 | 8,500.00 | 8500.00 | 8,500.00 | 7500.00 | 7,500.00 | 28500.00 | 28,500.00 | 0.00 | .00 | 18500.00 | 18,500.00
346 | 3.2 | 32 mm Dia incoming line | 32 mm Dia incoming line | Nos. | 0.000 | .00 | 5200.00 | .00 | 6200.00 | .00 | 0.00 | .00 | 0.00 | .00 | 0.00 | .00 | 0.00 | .00 | 0.00 | .00 | 0.00 | .00 | 0.00 | .00 | 0.00 | .00
347 | 3.3 | 40 mm Dia incoming line | 40 mm Dia incoming line | Nos. | 0.000 | .00 | 6500.00 | .00 | 7200.00 | .00 | 0.00 | .00 | 0.00 | .00 | 0.00 | .00 | 0.00 | .00 | 0.00 | .00 | 0.00 | .00 | 0.00 | .00 | 0.00 | .00
348 | 4 | Supply, installation,testing commissioning of Storage Type Electric Hot Water Generator of mentioned capacity, suitable for 3 KG cm2 pressure, Wall Mounted Floor standing type, with Auto Shut-off Thermostat, along with isoltion Valves, Air Release valve, SS flexible connections andall other std accessories | Supply, installation,testing commissioning of Storage Type Electric Hot Water Generator of mentioned capacity, suitable for 3 KG cm2 pressure, Wall Mounted Floor standing type, with Auto Shut-off Thermostat, along with isoltion Valves, Air Release valve, SS flexible connections andall other std accessories |  | 0.000 | .00 | 0.00 | .00 | 0.00 | .00 | 0.00 | .00 | 0.00 | .00 | 0.00 | .00 | 0.00 | .00 | 0.00 | .00 | 0.00 | .00 | 0.00 | .00 | 0.00 | .00
349 | 4.1 | 20 L Capacity- | 20 L Capacity- | Nos. | 1.000 | 12,500.00 | 85000.00 | 85,000.00 | 12500.00 | 12,500.00 | 30000.00 | 30,000.00 | 21500.00 | 21,500.00 | 21500.00 | 21,500.00 | 18500.00 | 18,500.00 | 16500.00 | 16,500.00 | 29500.00 | 29,500.00 | 0.00 | .00 | 23500.00 | 23,500.00
350 | 5 | Supply, installation,testing commissioning of Stiebel Type Electric Hot Water Generator of mentioned capacity, suitable for 3 KG cm2 pressure, Wall Mounted Floor standing type, with Auto Shut-off Thermostat, along with isoltion Valves, Air Release valve, SS flexible connections andall other std accessories (Optional in pantry) | Supply, installation,testing commissioning of Stiebel Type Electric Hot Water Generator of mentioned capacity, suitable for 3 KG cm2 pressure, Wall Mounted Floor standing type, with Auto Shut-off Thermostat, along with isoltion Valves, Air Release valve, SS flexible connections andall other std accessories (Optional in pantry)
351 | 5.1 | 3.5kw in pantry- optional | 3.5kw in pantry- optional | Nos. | 0.000 | .00 | 50000.00 | .00 | 6500.00 | .00 | 0.00 | .00 | 0.00 | .00 | 0.00 | .00 | 0.00 | .00 | 0.00 | .00 | 0.00 | .00 | 0.00 | .00 | 0.00 | .00
352 | 5.2 | 8kw | 8kw | Nos. | 0.000 | .00 | 45600.00 | .00 | 10200.00 | .00 | 0.00 | .00 | 0.00 | .00 | 0.00 | .00 | 0.00 | .00 | 0.00 | .00 | 0.00 | .00 | 0.00 | .00 | 0.00 | .00
353 | 5.3 | 13kw-3ph- Subject to load permits | 13kw-3ph- Subject to load permits | Nos. | 0.000 | .00 | 45000.00 | .00 | 0.00 | .00 | 0.00 | .00 | 0.00 | .00 | 0.00 | .00 | 0.00 | .00 | 0.00 | .00 | 0.00 | .00 | 0.00 | .00 | 0.00 | .00
354 | 6 | SITC of ACO grease trap -model Lipumobil S -Capacity -32 lit ( 0.5 LPS) with all required accessories ( Optional if not part of kitchen consultant Scope) | SITC of ACO grease trap -model Lipumobil S -Capacity -32 lit ( 0.5 LPS) with all required accessories ( Optional if not part of kitchen consultant Scope) | Nos | 1.000 | 25,000.00 | 30000.00 | 30,000.00 | 47500.00 | 47,500.00 | 25000.00 | 25,000.00 | 35000.00 | 35,000.00 | 45000.00 | 45,000.00 | 55875.00 | 55,875.00 | 35000.00 | 35,000.00 | 75000.00 | 75,000.00 | 0.00 | .00 | 54500.00 | 54,500.00
355 | 7 | SITC of SANICOM2 – Heavy Duty Duplex Drain Pump with all required accessories | SITC of SANICOM2 – Heavy Duty Duplex Drain Pump with all required accessories | Nos | 1.000 | 12,500.00 | 12500.00 | 12,500.00 | 287000.00 | 287,000.00 | 250000.00 | 250,000.00 | 46485.00 | 46,485.00 | 19170.00 | 19,170.00 | 42075.00 | 42,075.00 | 16500.00 | 16,500.00 | 85000.00 | 85,000.00 | 0.00 | .00 | 292151.00 | 292,151.00
356 | 8 | RO PACKAGE PLANT-Supply , installations, testing and comminissioning of Package RO plant 100 Lit Hr including required pressure pumps panel pressurised tank if any , all assesories, valves and membrance cleaning system, ultra-violet sterilizer, internal piping, presure gages etc (System shall be Auto fill stop and Auto empty start mechanisam) | RO PACKAGE PLANT-Supply , installations, testing and comminissioning of Package RO plant 100 Lit Hr including required pressure pumps panel pressurised tank if any , all assesories, valves and membrance cleaning system, ultra-violet sterilizer, internal piping, presure gages etc (System shall be Auto fill stop and Auto empty start mechanisam) | No | 1.000 | .00 | 85000.00 | 85,000.00 | 135000.00 | 135,000.00 | 45000.00 | 45,000.00 | 27000.00 | 27,000.00 | 27000.00 | 27,000.00 | 95875.00 | 95,875.00 | 18500.00 | 18,500.00 | 0.00 | .00 | 0.00 | .00 | 46500.00 | 46,500.00
357 | A | SUB TOTAL OF A | SUB TOTAL OF A
358 | B | DRAINAGE | DRAINAGE
359 | 1 | uPVC-SWR pipes conforming to IS 13592 92 including fittings conforming to IS-14935 99 and agri type pipes above 100 mm dia. conforming to IS 4985, cutting the pipes to required lengths, laying in the position to required grade and level, jointing, supporting with PVC cleat,hot deep galvanised bracket supports,hot deep galvanised nut-bolts, anchor fastners, PVC coated U-clamp, testing and rectifying leakages for piping within vertical shafts supported on wall hung below slab etc. with all material labor complete and as directed. [The Rate shall include supply and fixing of hotdip galvanised bracket nut bolts PVC Coated U-Clamp and screws] Vertical line bracket shall be fixed at every 0.8 mtr to 1.00 mtr.] (For Waste, Vent -Internal and vertical shaft ). | uPVC-SWR pipes conforming to IS 13592 92 including fittings conforming to IS-14935 99 and agri type pipes above 100 mm dia. conforming to IS 4985, cutting the pipes to required lengths, laying in the position to required grade and level, jointing, supporting with PVC cleat,hot deep galvanised bracket supports,hot deep galvanised nut-bolts, anchor fastners, PVC coated U-clamp, testing and rectifying leakages for piping within vertical shafts supported on wall hung below slab etc. with all material labor complete and as directed. [The Rate shall include supply and fixing of hotdip galvanised bracket nut bolts PVC Coated U-Clamp and screws] Vertical line bracket shall be fixed at every 0.8 mtr to 1.00 mtr.] (For Waste, Vent -Internal and vertical shaft ).
360 | 1.1 | 40mm Dia | 40mm Dia | R.mt | 5.000 | 750.00 | 170.00 | 850.00 | 190.00 | 950.00 | 400.00 | 2,000.00 | 150.00 | 750.00 | 570.00 | 2,850.00 | 243.00 | 1,215.00 | 550.00 | 2,750.00 | 1336.00 | 6,680.00 | 0.00 | .00 | 525.00 | 2,625.00
361 | 1.2 | 50mm Dia | 50mm Dia | R.mt | 15.000 | 3,000.00 | 200.00 | 3,000.00 | 250.00 | 3,750.00 | 550.00 | 8,250.00 | 630.00 | 9,450.00 | 630.00 | 9,450.00 | 295.00 | 4,425.00 | 650.00 | 9,750.00 | 1660.00 | 24,900.00 | 0.00 | .00 | 675.00 | 10,125.00
362 | 1.3 | 65mm Dia | 65mm Dia | R.mt | 0.000 | .00 | 230.00 | .00 | 320.00 | .00 | 0.00 | .00 | 0.00 | .00 | 0.00 | .00 | 0.00 | .00 | 0.00 | .00 | 0.00 | .00 | 0.00 | .00 | 950.00 | .00
363 | 1.4 | 75mm Dia | 75mm Dia | R.mt | 20.000 | 9,000.00 | 450.00 | 9,000.00 | 465.00 | 9,300.00 | 850.00 | 17,000.00 | 810.00 | 16,200.00 | 810.00 | 16,200.00 | 515.00 | 10,300.00 | 850.00 | 17,000.00 | 2146.00 | 42,920.00 | 0.00 | .00 | 1013.00 | 20,260.00
364 | 1.5 | 100 mm Dia | 100 mm Dia | R.mt | 5.000 | 2,800.00 | 560.00 | 2,800.00 | 710.00 | 3,550.00 | 1100.00 | 5,500.00 | 940.00 | 4,700.00 | 940.00 | 4,700.00 | 850.00 | 4,250.00 | 950.00 | 4,750.00 | 2250.00 | 11,250.00 | 0.00 | .00 | 1250.00 | 6,250.00
365 | 1.6 | 150 mm Dia | 150 mm Dia | R.mt | 0.000 | .00 | 860.00 | .00 | 1050.00 | .00 | 0.00 | .00 | 0.00 | .00 | 0.00 | .00 | 0.00 | .00 | 0.00 | .00 | 0.00 | .00 | 0.00 | .00 | 0.00 | .00
366 | 2 | Supply, Install PVC Floor Trap for the following pipes including making all approved quality Solvent cement joints with material labour etc. all complete as per direction of the engineer-in-charge. | Supply, Install PVC Floor Trap for the following pipes including making all approved quality Solvent cement joints with material labour etc. all complete as per direction of the engineer-in-charge. | Nos. | 2.000 | 640.00 | 2000.00 | 4,000.00 | 320.00 | 640.00 | 900.00 | 1,800.00 | 750.00 | 1,500.00 | 1330.00 | 2,660.00 | 1113.00 | 2,226.00 | 2150.00 | 4,300.00 | 4500.00 | 9,000.00 | 0.00 | .00 | 1850.00 | 3,700.00
367 | 3 | Supply, Install PVC Multi Floor Trap for the following pipes including making all approved quality Solvent cement joints with material labour etc. all complete as per direction of the engineer-in-charge. | Supply, Install PVC Multi Floor Trap for the following pipes including making all approved quality Solvent cement joints with material labour etc. all complete as per direction of the engineer-in-charge. | Nos. | 1.000 | 640.00 | 2300.00 | 2,300.00 | 640.00 | 640.00 | 1200.00 | 1,200.00 | 850.00 | 850.00 | 2150.00 | 2,150.00 | 1282.00 | 1,282.00 | 2250.00 | 2,250.00 | 5500.00 | 5,500.00 | 0.00 | .00 | 2050.00 | 2,050.00
368 |  | SUB TOTAL OF B | SUB TOTAL OF B
369 | D | S.S. GRATING | S.S. GRATING
370 |  | Only installations testing and commissioning of S.S.Gratings | Only installations testing and commissioning of S.S.Gratings
371 | 1 | Making chamber in brick work including internal tiling etc for S.S Grating size, 450mm x 200mm, in 16 swg 25mm x25mm Square Pipe around the Frame and 20mmX 20mm Square pipe in center of frame with SS perforated tray (304 SWR). Complete as per architectural detail drawing Site Engineer s instruction. | Making chamber in brick work including internal tiling etc for S.S Grating size, 450mm x 200mm, in 16 swg 25mm x25mm Square Pipe around the Frame and 20mmX 20mm Square pipe in center of frame with SS perforated tray (304 SWR). Complete as per architectural detail drawing Site Engineer s instruction. | Nos. | 0.000 | .00 | 3500.00 | .00 | 8500.00 | .00 | 0.00 | .00 | 0.00 | .00 | 0.00 | .00 | 0.00 | .00 | 0.00 | .00 | 0.00 | .00 | 0.00 | .00 | 0.00 | .00
372 | 2 | Making chamber in brick work including internal tiling etc for S.S Grating size, 350mm x 350mm, in 16 swg 25mm x25mm Square Pipe around the Frame and 20mmX 20mm Square pipe in center of frame with SS perforated tray (304 SWR). Complete as per architectural detail drawing Site Engineer s instruction. | Making chamber in brick work including internal tiling etc for S.S Grating size, 350mm x 350mm, in 16 swg 25mm x25mm Square Pipe around the Frame and 20mmX 20mm Square pipe in center of frame with SS perforated tray (304 SWR). Complete as per architectural detail drawing Site Engineer s instruction. | Nos. | 3.000 | 7,500.00 | 2500.00 | 7,500.00 | 7800.00 | 23,400.00 | 15000.00 | 45,000.00 | 6500.00 | 19,500.00 | 12000.00 | 36,000.00 | 13330.00 | 39,990.00 | 12500.00 | 37,500.00 | 22500.00 | 67,500.00 | 0.00 | .00 | 12500.00 | 37,500.00
373 |  | SUB TOTAL -D-S.S. GRATING INSTALLATION ( ONLY INSTALLATIONS) | SUB TOTAL -D-S.S. GRATING INSTALLATION ( ONLY INSTALLATIONS)
374 |  | GRAND - TOTAL A , B, C AND D | GRAND - TOTAL A , B, C AND D
375 |  | NOTES | NOTES
376 |  | 1. Taxes and duties shall be Extra as actual | 1. Taxes and duties shall be Extra as actual
377 |  | 2. Supply and installation of Sanitary fixtures and fitting in th kitchen and toilets | 2. Supply and installation of Sanitary fixtures and fitting in th kitchen and toilets
378 |  | 3. Supply of S.S. gratings in kitchen | 3. Supply of S.S. gratings in kitchen
379 |  | GENERAL NOTES | GENERAL NOTES
380 | 1 | The items given in this schedule are provisional. The Contractor shall be paid for the actual quantity of work executed as measured at the site at the rates tendered. The Owner reserves the right to increase or decrease any of the quantities, or to ommit totally any item of work. Any claim by the Contractor on these accounts will not be entertained. | The items given in this schedule are provisional. The Contractor shall be paid for the actual quantity of work executed as measured at the site at the rates tendered. The Owner reserves the right to increase or decrease any of the quantities, or to ommit totally any item of work. Any claim by the Contractor on these accounts will not be entertained.
381 | 2 | All the items of work given in this schedule of quantities shall be executed strictly in accordance with the latest Indian Standard Specifications. | All the items of work given in this schedule of quantities shall be executed strictly in accordance with the latest Indian Standard Specifications.
382 | 3 | The Contractor shall visit the site and shall satisfy himself as to the conditions under which the work is to be performed. He shall also check and ascertain the location of any existing structure or equipment or any other situation which may affect the work. No extra claim as a consequence of ignorance or on ground of insufficient description will be allowed at a later date. | The Contractor shall visit the site and shall satisfy himself as to the conditions under which the work is to be performed. He shall also check and ascertain the location of any existing structure or equipment or any other situation which may affect the work. No extra claim as a consequence of ignorance or on ground of insufficient description will be allowed at a later date.
383 | 4 | All equipment and material shall be IS approved. | All equipment and material shall be IS approved.
384 | 5 | All approvals shall be obtained from Owner Consultant | All approvals shall be obtained from Owner Consultant
385 | 6 | All equipment and material shall be inspected at manufacturer’s works as per relevant IS by the Owner or his representative before despatch to site. | All equipment and material shall be inspected at manufacturer’s works as per relevant IS by the Owner or his representative before despatch to site.
386 | 7 | All vendor drawings shall be approved by the Owner Consultant before fabrication work starts. | All vendor drawings shall be approved by the Owner Consultant before fabrication work starts.
387 | 8 | All Testing and Commissioning shall be as per relevant details covered in the specifications. All these testing records are to be maintained and submitted for Owner Owner’s representative. | All Testing and Commissioning shall be as per relevant details covered in the specifications. All these testing records are to be maintained and submitted for Owner Owner’s representative.
388 | 9 | All items of work under this Contract shall be executed strictly to fulfill the requirements laid down under “Basis of Design” in the specifications. Type of equipment, material specification, methods of installation and testing and type of control shall be in accordance with the specifications, approved shop drawings and the relevant Indian Standards, however capacity of each component and their quantities shall be such as to fulfill the above mentioned requirement. | All items of work under this Contract shall be executed strictly to fulfill the requirements laid down under “Basis of Design” in the specifications. Type of equipment, material specification, methods of installation and testing and type of control shall be in accordance with the specifications, approved shop drawings and the relevant Indian Standards, however capacity of each component and their quantities shall be such as to fulfill the above mentioned requirement.
389 | 10 | The unit rate for all equipment or materials shall include cost in INDIAN RUPEES (INR) for equipment and materials including all taxes and duties and also including forwarding, freight, insurance and transport into Contractor’s store at site, storage, installation, testing, balancing, commissioning and other works required. | The unit rate for all equipment or materials shall include cost in INDIAN RUPEES (INR) for equipment and materials including all taxes and duties and also including forwarding, freight, insurance and transport into Contractor’s store at site, storage, installation, testing, balancing, commissioning and other works required.
390 | 11 | The rate for each item of work included in the Schedule of Quantities shall, unless expressly stated otherwise, include cost of | The rate for each item of work included in the Schedule of Quantities shall, unless expressly stated otherwise, include cost of
391 | a | All materials, fixing materials, accessories, appliances tools, plants, equipment, transport, labour and incidentals required in preparation for and in the full and entire execution, testing, balancing, commissioning and completion of work called for in the item and as per Specifications and Drawings. | All materials, fixing materials, accessories, appliances tools, plants, equipment, transport, labour and incidentals required in preparation for and in the full and entire execution, testing, balancing, commissioning and completion of work called for in the item and as per Specifications and Drawings.
392 | b | Wastage on materials and labour. | Wastage on materials and labour.
393 | c | Loading, transporting, unloading, handling double handling, hoisting to all levels, setting, fitting and fixing in position, protecting, disposal of debris and all other labour necessary in and for the full and entire execution and for the job in accordance with the contract documents, good practice and recognize principles. | Loading, transporting, unloading, handling double handling, hoisting to all levels, setting, fitting and fixing in position, protecting, disposal of debris and all other labour necessary in and for the full and entire execution and for the job in accordance with the contract documents, good practice and recognize principles.
394 | d | Liabilities, obligations and risks arising out of Conditions of Contract. | Liabilities, obligations and risks arising out of Conditions of Contract.
395 | e | All requirements of Specifications, whether such requirements are mentioned in the item or not. The Specifications and Drawings where available, are to be read as complimentary to and part of the Schedule of Quantities and any work called for in one shall be taken as required for all. | All requirements of Specifications, whether such requirements are mentioned in the item or not. The Specifications and Drawings where available, are to be read as complimentary to and part of the Schedule of Quantities and any work called for in one shall be taken as required for all.
396 | f | BOQ shall be read in conjuction with technical specification, drawings,In the event of conflict between Bill of Quantities and other documents including the Specifications and drawings, the most stringent shall apply. The interpretation of the Consultant Project Manager shall be final and binding. | BOQ shall be read in conjuction with technical specification, drawings,In the event of conflict between Bill of Quantities and other documents including the Specifications and drawings, the most stringent shall apply. The interpretation of the Consultant Project Manager shall be final and binding.
397 | 12 | The Contractor shall procure and bring Materials Equipment to the site only on the basis of drawings approved for construction and shop drawings and not on the basis of Bill of Quantities which are approximate only. This also applies to the Contractor’s requisition for Owner supplied materials. | The Contractor shall procure and bring Materials Equipment to the site only on the basis of drawings approved for construction and shop drawings and not on the basis of Bill of Quantities which are approximate only. This also applies to the Contractor’s requisition for Owner supplied materials.
398 | 13 | The contractor shall cooperate with all trades and agencies working on the site. He shall make provision for hangers, sleeves, structural openings and other requirements well in advance to prevent hold up of progress of the construction schedule. All supports to the civil structure shall be provided with anchor fasteners. | The contractor shall cooperate with all trades and agencies working on the site. He shall make provision for hangers, sleeves, structural openings and other requirements well in advance to prevent hold up of progress of the construction schedule. All supports to the civil structure shall be provided with anchor fasteners.
399 | 14 | On award of the work, contractor shall submit a schedule of construction in the form i.e BAR chart for approval of the Project Manager. | On award of the work, contractor shall submit a schedule of construction in the form i.e BAR chart for approval of the Project Manager.
400 | 15 | On award of the work the contractor shall be issued three (3) sets of consultant’s drawings. The drawings shall be the basis of contractor’s shop drawings. | On award of the work the contractor shall be issued three (3) sets of consultant’s drawings. The drawings shall be the basis of contractor’s shop drawings.
401 | 16 | Shop drawings are detailed working drawings coordinated with other trading work, which incorporate the contractor’s details for execution of the work and incorporate equipment manufacturer’s details and dimensions to ensure that the same can be installed in the space provided. | Shop drawings are detailed working drawings coordinated with other trading work, which incorporate the contractor’s details for execution of the work and incorporate equipment manufacturer’s details and dimensions to ensure that the same can be installed in the space provided.
402 | 17 | All shop drawings will be made on AutoCAD and colored prints has to be produced for site work. | All shop drawings will be made on AutoCAD and colored prints has to be produced for site work.
403 | 18 | This Schedule shall be fully priced and the extensions and totals duly checked. The rates for all items shall be filled in INK including NIL items. | This Schedule shall be fully priced and the extensions and totals duly checked. The rates for all items shall be filled in INK including NIL items.
404 | 19 | No alteration whatsoever is to be made to the text or quantities of this Schedule unless such alteration is authorised in writing by Consultant. Any such alterations, notes or additions shall, unless authorized in writing, be disregarded when tender documents are considered. | No alteration whatsoever is to be made to the text or quantities of this Schedule unless such alteration is authorised in writing by Consultant. Any such alterations, notes or additions shall, unless authorized in writing, be disregarded when tender documents are considered.
405 | 20 | In the event of an error occurring in the amount of the Schedule, as a result of wrong extension of the unit rate and quantity, the unit rate quoted by the tenderer shall be regarded as firm and the extensions shall be amended on the basis of rates. | In the event of an error occurring in the amount of the Schedule, as a result of wrong extension of the unit rate and quantity, the unit rate quoted by the tenderer shall be regarded as firm and the extensions shall be amended on the basis of rates.
406 | 21 | Any error in totaling in the amount column and in carrying forward total shall be corrected. Any error, in description or in quantity, omission of items from this Schedule shall not vitiate this Contract but shall be corrected and deemed to be variation required by the Consultant Project Manager. | Any error in totaling in the amount column and in carrying forward total shall be corrected. Any error, in description or in quantity, omission of items from this Schedule shall not vitiate this Contract but shall be corrected and deemed to be variation required by the Consultant Project Manager.
407 | 22 | Rates have been called for a number of items of works, as alternatives which, for the present do not form part of the total value of tender. However the rates for these items shall be quoted, with due care so that in the event of choice of an alternative item of work, said rate shall form part of the contract and shall not violate the contract any way. | Rates have been called for a number of items of works, as alternatives which, for the present do not form part of the total value of tender. However the rates for these items shall be quoted, with due care so that in the event of choice of an alternative item of work, said rate shall form part of the contract and shall not violate the contract any way.
408 | 23 | The contractor shall , from time to time, clear away all debris and excess materials accumulated at the site failing which the same shall be done by Project Manager at contractor’s risk and cost and cost of clean up shall be deducted from the contractors prorata bill. | The contractor shall , from time to time, clear away all debris and excess materials accumulated at the site failing which the same shall be done by Project Manager at contractor’s risk and cost and cost of clean up shall be deducted from the contractors prorata bill.
409 | 24 | After the devices and equipment have been installed and commissioned, contractor shall cleanup the same and remove all plaster, paints, stains, stickers and other foreign matter or discoloration leaving the same in a ready to use condition. | After the devices and equipment have been installed and commissioned, contractor shall cleanup the same and remove all plaster, paints, stains, stickers and other foreign matter or discoloration leaving the same in a ready to use condition.
410 | 25 | On completion of all works, contractor shall demolish all stores, remove all surplus materials and leave the site in a broom clean condition, failing which the same shall be done by the Project Manager at the Contractor ’ risk and cost. Cost of the cleanup shall be deducted from the contractor’s bills on pro-rata basis in proportion to his contact value. | On completion of all works, contractor shall demolish all stores, remove all surplus materials and leave the site in a broom clean condition, failing which the same shall be done by the Project Manager at the Contractor ’ risk and cost. Cost of the cleanup shall be deducted from the contractor’s bills on pro-rata basis in proportion to his contact value.
411 | 26 | Provision for scaffolding if any required at site , contactor shall need to be provided. | Provision for scaffolding if any required at site , contactor shall need to be provided.
412 | 27 | Remove existing drain and water supply lines which are not required. Clean the site for new installations. | Remove existing drain and water supply lines which are not required. Clean the site for new installations.
6 |  | CCTV requirement for AJ Kitchen at Ahmedabad | BOQ for CCTV requirement for AJ Kitchen Ahmedabad | NOS | 1.000 |  |  | 75,600.00 |  | 73,200.00 |  | 137,275.00 |  | 96,650.00 |  | 124,875.00 |  | 93,815.00 |  | 154,325.00 |  | 220,850.00 | Regreted |  | Regreted
413 | II | CCTV SURVIELLIANCE SYSTEM | CCTV SURVIELLIANCE SYSTEM
414 | 1 | Supply, Istallation, Testing Commissioning of 5MP HD Dome Camera Model No. DS-2CE76HOTITMFS | Supply, Istallation, Testing Commissioning of 5MP HD Dome Camera Model No. DS-2CE76HOTITMFS | Nos. | 5.000 | 12,000.00 | 2400.00 | 12,000.00 | 2650.00 | 13,250.00 | 6200.00 | 31,000.00 | 3500.00 | 17,500.00 | 4400.00 | 22,000.00 | 3850.00 | 19,250.00 | 4700.00 | 23,500.00 | 34025.00 | 170,125.00 | Regreted |  | Regreted
415 | 2 | Supply Installation of 230 12V -20A DC Power Supply Unit for Camera Make MRE ACOORD | Supply Installation of 230 12V -20A DC Power Supply Unit for Camera Make MRE ACOORD | Set | 1.000 | 920.00 | 1000.00 | 1,000.00 | 920.00 | 920.00 | 27600.00 | 27,600.00 | 2000.00 | 2,000.00 | 1300.00 | 1,300.00 | 3540.00 | 3,540.00 | 1450.00 | 1,450.00 | 30424.00 | 30,424.00 | Regreted |  | Regreted
416 | 3 | 4-Channel Embedded DVR, Real Time Recording @ CIF Resolution for all Channels or D1 Resolution on 1st Channel and rest at Real Time @ CIF , Support English OSD, 1 SATA slot available, 230VAC TCP IP Connectivity. (Honeywell Make, HDDVR1004 Model) | 4-Channel Embedded DVR, Real Time Recording @ CIF Resolution for all Channels or D1 Resolution on 1st Channel and rest at Real Time @ CIF , Support English OSD, 1 SATA slot available, 230VAC TCP IP Connectivity. (Honeywell Make, HDDVR1004 Model) | Nos | 0.000 | .00 | 6500.00 | .00 | 6200.00 | .00 | 0.00 | .00 | 0.00 | .00 | 0.00 | .00 | 0.00 | .00 | 0.00 | .00 | 0.00 | .00 | Regreted |  | Regreted
417 | 4 | 8-Channel Embedded DVR, Real Time Recording @ CIF Resolution for all Channels or D1 Resolution on 1st Channel and rest at Real Time @ CIF , Support English OSD, 1 SATA slot available, 230VAC TCP IP Connectivity. (Honeywell Make, HDDVR1008 Model) | 8-Channel Embedded DVR, Real Time Recording @ CIF Resolution for all Channels or D1 Resolution on 1st Channel and rest at Real Time @ CIF , Support English OSD, 1 SATA slot available, 230VAC TCP IP Connectivity. (Honeywell Make, HDDVR1008 Model) | Nos | 1.000 | 6,500.00 | 6500.00 | 6,500.00 | 9400.00 | 9,400.00 | 12000.00 | 12,000.00 | 16500.00 | 16,500.00 | 20950.00 | 20,950.00 | 12450.00 | 12,450.00 | 17500.00 | 17,500.00 | 27325.00 | 27,325.00 | Regreted |  | Regreted
418 | 5 | VGA Flat screen TFT 21 high resolution Monitor with power supply complete | VGA Flat screen TFT 21 high resolution Monitor with power supply complete | No. | 0.000 | .00 | 16500.00 | .00 | 7500.00 | .00 | 0.00 | .00 | 0.00 | .00 | 0.00 | .00 | 0.00 | .00 | 0.00 | .00 | 0.00 | .00 | Regreted |  | Regreted
419 | 6 | 8 TB Hard Disk (15 Days) | 8 TB Hard Disk (15 Days) | No. | 1.000 | 4,700.00 | 12500.00 | 12,500.00 | 24500.00 | 24,500.00 | 25000.00 | 25,000.00 | 21000.00 | 21,000.00 | 4700.00 | 4,700.00 | 12650.00 | 12,650.00 | 17000.00 | 17,000.00 | 45547.00 | 45,547.00 | Regreted |  | Regreted
420 | 7 | Supply Instllation of Power connector | Supply Instllation of Power connector | No. | 5.000 | 100.00 | 900.00 | 4,500.00 | 45.00 | 225.00 | 760.00 | 3,800.00 | 650.00 | 3,250.00 | 700.00 | 3,500.00 | 20.00 | 100.00 | 1500.00 | 7,500.00 | 1683.00 | 8,415.00 | Regreted |  | Regreted
421 | 8 | Supply Installation of co-axial connector | Supply Installation of co-axial connector | No. | 10.000 | 280.00 | 750.00 | 7,500.00 | 28.00 | 280.00 | 760.00 | 7,600.00 | 250.00 | 2,500.00 | 900.00 | 9,000.00 | 35.00 | 350.00 | 1000.00 | 10,000.00 | 3498.00 | 34,980.00 | Regreted |  | Regreted
422 | 9 | Supply laying of 2C x 1.5 sq. mm non-FRLS flexible PVC insulated cable with GI conduit FOR POWER SUPPLY | Supply laying of 2C x 1.5 sq. mm non-FRLS flexible PVC insulated cable with GI conduit FOR POWER SUPPLY | Mtr | 50.000 | 2,600.00 | 200.00 | 10,000.00 | 180.00 | 9,000.00 | 85.00 | 4,250.00 | 150.00 | 7,500.00 | 380.00 | 19,000.00 | 52.00 | 2,600.00 | 305.00 | 15,250.00 | 431.00 | 21,550.00 | Regreted |  | Regreted
423 | 10 | Supply laying of RT-3 Co-axial Power FRLS Cable | Supply laying of RT-3 Co-axial Power FRLS Cable | Mtr | 125.000 | 6,875.00 | 120.00 | 15,000.00 | 65.00 | 8,125.00 | 165.00 | 20,625.00 | 180.00 | 22,500.00 | 410.00 | 51,250.00 | 55.00 | 6,875.00 | 305.00 | 38,125.00 | 375.00 | 46,875.00 | Regreted |  | Regreted
424 | 11 | Supply Laying of 25mm dia. GI Conduit | Supply Laying of 25mm dia. GI Conduit | Mtr | 60.000 | 3,900.00 | 110.00 | 6,600.00 | 125.00 | 7,500.00 | 90.00 | 5,400.00 | 65.00 | 3,900.00 | 250.00 | 15,000.00 | 650.00 | 39,000.00 | 200.00 | 12,000.00 | 450.00 | 27,000.00 | Regreted |  | Regreted
425 | 12 | Supply laying of RG6 cable for video transmission from all cameras to DVR located in Server Room with PVC conduit. | Supply laying of RG6 cable for video transmission from all cameras to DVR located in Server Room with PVC conduit. | Mtr | 0.000 | .00 | 120.00 | .00 | 0.00 | .00 | 0.00 | .00 | 0.00 | .00 | 175.00 | .00 | 0.00 | .00 | 0.00 | .00 | 0.00 | .00 | Regreted |  | Regreted
426 |  | TOTAL FOR CCTV SYSTEM | TOTAL FOR CCTV SYSTEM
7 |  | Civil & Interior work for AJ Kitchen Ahmedabad | BOQ for Civil & Interior work for AJ Kitchen Ahmedabad | NOS | 1.000 |  |  | 711,490.00 |  | 1,181,469.00 |  | 1,128,250.76 |  | 1,085,000.00 |  | 1,015,057.00 |  | 1,062,991.00 |  | 1,781,850.00 |  | 1,679,335.00 |  | 1,586,507.00 |  | 1,793,606.00
427 |  | SECTION 02 - FINISHES (WALL, FLOOR, CEILING DOORS) | SECTION 02 - FINISHES (WALL, FLOOR, CEILING DOORS)
428 |  | The Contractor is referred to the Specifications and Drawings for all details related to this Section of the works and he is to include for complying with all the requirement contained therein, whether or not they are specifically mentioned within the items description. | The Contractor is referred to the Specifications and Drawings for all details related to this Section of the works and he is to include for complying with all the requirement contained therein, whether or not they are specifically mentioned within the items description.
429 | 1 | Partition walls | Partition walls
430 | 1.01 | Supply and installation of fire rated calcium silicate board Partition Wall with the necessory supports, fittings and fixtures (excluding final finishes). Purposed height of kitchen partition wall is 4925mm and pot wash room is 3000mm, it may be change as per site conditions. Note Framing and double side board to be installed. Final Finishies price to be quoted in wall finishes section. | Supply and installation of fire rated calcium silicate board Partition Wall with the necessory supports, fittings and fixtures (excluding final finishes). Purposed height of kitchen partition wall is 4925mm and pot wash room is 3000mm, it may be change as per site conditions. Note Framing and double side board to be installed. Final Finishies price to be quoted in wall finishes section. | SQM | 41.000 | 87,084.00 | 3560.00 | 145,960.00 | 2765.00 | 113,365.00 | 2124.00 | 87,084.00 | 3650.00 | 149,650.00 | 3775.00 | 154,775.00 | 3699.00 | 151,659.00 | 2800.00 | 114,800.00 | 7420.00 | 304,220.00 | 0.00 | .00 | 5940.00 | 243,540.00
431 | 1.02 | Supply and installation of fire rated calcium silicate board cladding on the existing walls in the Kitchen pot wash area to pass the MEP services to receive the final finishes with the necessory supports, fittings and fixtures (excluding final finishes). Purposed height is 3000mm, it may be change as per site conditions. Note Framing and single side board to be installed on existing wall. Final Finishies price to be quoted in wall finishes section. | Supply and installation of fire rated calcium silicate board cladding on the existing walls in the Kitchen pot wash area to pass the MEP services to receive the final finishes with the necessory supports, fittings and fixtures (excluding final finishes). Purposed height is 3000mm, it may be change as per site conditions. Note Framing and single side board to be installed on existing wall. Final Finishies price to be quoted in wall finishes section. | SQM | 25.000 | 22,175.00 | 2300.00 | 57,500.00 | 2329.00 | 58,225.00 | 887.00 | 22,175.00 | 3000.00 | 75,000.00 | 2615.00 | 65,375.00 | 2086.00 | 52,150.00 | 1750.00 | 43,750.00 | 7420.00 | 185,500.00 | 0.00 | .00 | 5130.00 | 128,250.00
432 |  | Supply and installation of fire rated Gypsum board cladding on the existing walls to pass the MEP services to receive the final finishes with the necessory supports, fittings and fixtures in the FOH dining area walls. (excluding final finishes). Purposed height is 3150mm, it may be change as per site conditions. Note Framing and single side board to be installed on existing wall. Final Finishies price to be quoted in wall finishes section. | Supply and installation of fire rated Gypsum board cladding on the existing walls to pass the MEP services to receive the final finishes with the necessory supports, fittings and fixtures in the FOH dining area walls. (excluding final finishes). Purposed height is 3150mm, it may be change as per site conditions. Note Framing and single side board to be installed on existing wall. Final Finishies price to be quoted in wall finishes section. | SQM | 66.000 | 52,536.00 | 2150.00 | 141,900.00 | 1850.00 | 122,100.00 | 796.00 | 52,536.00 | 2400.00 | 158,400.00 | 2615.00 | 172,590.00 | 1307.00 | 86,262.00 | 1244.00 | 82,104.00 | 2420.00 | 159,720.00 | 0.00 | .00 | 2700.00 | 178,200.00
433 | 2 | FLOOR FINISHES | FLOOR FINISHES
434 |  | Floor tiles finishes including grouting, pointing, polishing, backing and etc. as required to complete all in accordance with drawings and specifications as per client approval. | Floor tiles finishes including grouting, pointing, polishing, backing and etc. as required to complete all in accordance with drawings and specifications as per client approval.
435 | 2.01 | 160mm thick concrete floor screeding to raise the floor to accomodate the drainage pipes and floor gratings to receive floor finish in the Kitchen FOH counter areas; all in accordance with drawings site conditions. Note Total height of floor to be raised including floor finishes is 200mm in the kitchen FOH counter area only | 160mm thick concrete floor screeding to raise the floor to accomodate the drainage pipes and floor gratings to receive floor finish in the Kitchen FOH counter areas; all in accordance with drawings site conditions. Note Total height of floor to be raised including floor finishes is 200mm in the kitchen FOH counter area only | SQM | 28.000 | 19,600.00 | 760.00 | 21,280.00 | 1908.00 | 53,424.00 | 2769.00 | 77,532.00 | 700.00 | 19,600.00 | 950.00 | 26,600.00 | 2050.00 | 57,400.00 | 1100.00 | 30,800.00 | 3228.00 | 90,384.00 | 0.00 | .00 | 2005.00 | 56,140.00
436 | 2.02 | Supply installation of water proofing with all necessary items; all in accordance with drawings and below mentioned specification. Note Detailed specifications of the materials to be submitted to client. | Supply installation of water proofing with all necessary items; all in accordance with drawings and below mentioned specification. Note Detailed specifications of the materials to be submitted to client.
437 |  | Wet Areas 2 Layers of 4mm thick SBS Bituminous membrane with 24-hour water ponding test including the sealing of Cores in the slab walls (inspected and approved from airports team). | Wet Areas 2 Layers of 4mm thick SBS Bituminous membrane with 24-hour water ponding test including the sealing of Cores in the slab walls (inspected and approved from airports team). | SQM | 34.000 | 39,100.00 | 1650.00 | 56,100.00 | 1890.00 | 64,260.00 | 1489.00 | 50,626.00 | 1150.00 | 39,100.00 | 2420.00 | 82,280.00 | 1530.00 | 52,020.00 | 1520.00 | 51,680.00 | 4035.00 | 137,190.00 | 0.00 | .00 | 3780.00 | 128,520.00
438 | 2.03 | Supply and installation of self levelling with all necessary items; all in accordance with drawings. | Supply and installation of self levelling with all necessary items; all in accordance with drawings. | SQM | 62.000 | 28,086.00 | 1260.00 | 78,120.00 | 1550.00 | 96,100.00 | 453.00 | 28,086.00 | 475.00 | 29,450.00 | 1500.00 | 93,000.00 | 675.00 | 41,850.00 | 2300.00 | 142,600.00 | 1290.00 | 79,980.00 | 0.00 | .00 | 1620.00 | 100,440.00
439 | 2.04 | Supply and installation of anti-skid 600 x 600 mm white floor tile in the kitchen Pot wash area as per the drawings and renders. Note Material to be approved by Clients team. | Supply and installation of anti-skid 600 x 600 mm white floor tile in the kitchen Pot wash area as per the drawings and renders. Note Material to be approved by Clients team. | SQM | 12.000 | 8,400.00 | 700.00 | 8,400.00 | 1721.00 | 20,652.00 | 2597.00 | 31,164.00 | 1700.00 | 20,400.00 | 2400.00 | 28,800.00 | 1850.00 | 22,200.00 | 2350.00 | 28,200.00 | 3766.00 | 45,192.00 | 0.00 | .00 | 3100.00 | 37,200.00
440 | 2.05 | Supply and installation of Stone Plastic Composite (SPC) flooring in the FOH dining area area; colour design as per drawings render. Note material to be approved by Clients Team | Supply and installation of Stone Plastic Composite (SPC) flooring in the FOH dining area area; colour design as per drawings render. Note material to be approved by Clients Team | SQM | 25.000 | 22,500.00 | 900.00 | 22,500.00 | 2959.00 | 73,975.00 | 2101.00 | 52,525.00 | 2000.00 | 50,000.00 | 2825.00 | 70,625.00 | 1690.00 | 42,250.00 | 3500.00 | 87,500.00 | 4030.00 | 100,750.00 | 0.00 | .00 | 3780.00 | 94,500.00
441 | 2.06 | Supply and installation of anti skid 300 x 300 mm designer floor tile in the FOH area; colour design as per drawings render. Note material to be approved by Clients Team | Supply and installation of anti skid 300 x 300 mm designer floor tile in the FOH area; colour design as per drawings render. Note material to be approved by Clients Team | SQM | 26.000 | 19,500.00 | 750.00 | 19,500.00 | 1398.00 | 36,348.00 | 2597.00 | 67,522.00 | 1750.00 | 45,500.00 | 2400.00 | 62,400.00 | 2350.00 | 61,100.00 | 2400.00 | 62,400.00 | 4842.00 | 125,892.00 | 0.00 | .00 | 3456.00 | 89,856.00
442 | 3 | SKIRTING | SKIRTING
443 | 3.01 | supply installation of 100mm wooden skirting matching wall color as per the renders drawings. Note material to be approved by Clients Team | supply installation of 100mm wooden skirting matching wall color as per the renders drawings. Note material to be approved by Clients Team | RM | 28.000 | 8,400.00 | 320.00 | 8,960.00 | 300.00 | 8,400.00 | 865.67 | 24,238.76 | 300.00 | 8,400.00 | 370.00 | 10,360.00 | 1050.00 | 29,400.00 | 1000.00 | 28,000.00 | 1800.00 | 50,400.00 | 0.00 | .00 | 309.00 | 8,652.00
444 | 4 | WALL FINISHES | WALL FINISHES
445 |  | Kitchen Pot Wash areas | Kitchen Pot Wash areas
446 | 4.01 | Supply installation of 300x300 mm White wall tile in the kitchen Pot wash area as per drawings and renders. Note material to be approved by Clients Team. Considered Ceiling height in kitchen is 2800mm | Supply installation of 300x300 mm White wall tile in the kitchen Pot wash area as per drawings and renders. Note material to be approved by Clients Team. Considered Ceiling height in kitchen is 2800mm | SQM | 52.000 | 22,360.00 | 430.00 | 22,360.00 | 1291.00 | 67,132.00 | 1699.00 | 88,348.00 | 1600.00 | 83,200.00 | 1960.00 | 101,920.00 | 2375.00 | 123,500.00 | 2000.00 | 104,000.00 | 2650.00 | 137,800.00 | 0.00 | .00 | 2430.00 | 126,360.00
447 | 4.02 | Allow sum for the supply and Installation of SS corner beeding on the corners of kitchen wall tiles. | Allow sum for the supply and Installation of SS corner beeding on the corners of kitchen wall tiles. | LS | 1.000 | 1,500.00 | 1500.00 | 1,500.00 | 18500.00 | 18,500.00 | 25000.00 | 25,000.00 | 5000.00 | 5,000.00 | 18000.00 | 18,000.00 | 3560.00 | 3,560.00 | 21000.00 | 21,000.00 | 28500.00 | 28,500.00 | 0.00 | .00 | 37500.00 | 37,500.00
448 |  | FOH Dining areas | FOH Dining areas
449 | 4.03 | Supply Painiting of matt finish paint of approved color on the walls of dining FOH area as per the drawings renders Note Material to be approved by clients Team | Supply Painiting of matt finish paint of approved color on the walls of dining FOH area as per the drawings renders Note Material to be approved by clients Team | SQM | 86.000 | 12,900.00 | 150.00 | 12,900.00 | 484.00 | 41,624.00 | 556.00 | 47,816.00 | 500.00 | 43,000.00 | 440.00 | 37,840.00 | 575.00 | 49,450.00 | 530.00 | 45,580.00 | 860.00 | 73,960.00 | 0.00 | .00 | 702.00 | 60,372.00
450 | 4.04 | Supply installation of WOODEN MOULDING STRIP finished with paint of approved colour on the walls of Dining FOH area as per drawings and renders. Note Material to be approved by clients Team | Supply installation of WOODEN MOULDING STRIP finished with paint of approved colour on the walls of Dining FOH area as per drawings and renders. Note Material to be approved by clients Team | RM | 187.000 | 37,400.00 | 320.00 | 59,840.00 | 250.00 | 46,750.00 | 550.00 | 102,850.00 | 200.00 | 37,400.00 | 375.00 | 70,125.00 | 410.00 | 76,670.00 | 953.00 | 178,211.00 | 850.00 | 158,950.00 | 0.00 | .00 | 683.00 | 127,721.00
451 |  | Front Elevation area. | Front Elevation area.
452 | 4.05 | Supply installation of Wooden moulding strip finished with approved colour on the front elevation as per drawings and renders. Note Material to be approved by clients Team | Supply installation of Wooden moulding strip finished with approved colour on the front elevation as per drawings and renders. Note Material to be approved by clients Team | RM | 4.000 | 1,180.00 | 320.00 | 1,280.00 | 295.00 | 1,180.00 | 550.00 | 2,200.00 | 350.00 | 1,400.00 | 375.00 | 1,500.00 | 375.00 | 1,500.00 | 1000.00 | 4,000.00 | 850.00 | 3,400.00 | 0.00 | .00 | 683.00 | 2,732.00
453 | 5 | GYPSUM WORKS | GYPSUM WORKS
454 | 5.01 | Supply installation of fire rated bulkhead gypsum above the hood in white paint matt finish. Paint shall be included, as per the below hood sizes. Considered Ceiling height in kitchen is 2800mm | Supply installation of fire rated bulkhead gypsum above the hood in white paint matt finish. Paint shall be included, as per the below hood sizes. Considered Ceiling height in kitchen is 2800mm
455 |  | Hood - Hot Cooking line 2400 L x 1000 W x 400 H mm | Hood - Hot Cooking line 2400 L x 1000 W x 400 H mm | LS | 1.000 | .00 | 3500.00 | 3,500.00 | 0.00 | .00 | 12460.00 | 12,460.00 | 35700.00 | 35,700.00 | 6000.00 | 6,000.00 | 19500.00 | 19,500.00 | 15000.00 | 15,000.00 | 42000.00 | 42,000.00 | 0.00 | .00 | 10500.00 | 10,500.00
456 | 6 | CEILING WORKS | CEILING WORKS
457 | 6.01 | Supply Installation of 600x600 mm metal tile ceiling in the Kitchen Pot wash area with necessary support, fixtures accessories as per drawings renders Note Material to be approved by Clients Team. | Supply Installation of 600x600 mm metal tile ceiling in the Kitchen Pot wash area with necessary support, fixtures accessories as per drawings renders Note Material to be approved by Clients Team. | SQM | 12.000 | 2,400.00 | 200.00 | 2,400.00 | 2690.00 | 32,280.00 | 1950.00 | 23,400.00 | 3200.00 | 38,400.00 | 5080.00 | 60,960.00 | 1910.00 | 22,920.00 | 2500.00 | 30,000.00 | 3464.00 | 41,568.00 | 0.00 | .00 | 2106.00 | 25,272.00
458 | 6.02 | Supply and Installation of Metal 3x3cm mesh ceiling with fire rated hanging flowers in the FOH Dining areas including the final finishes with necessary support, fixtures accessories as per drawings renders. Note Material to be approved by Clients Team. This ceiling will be Mesh type so that flower can be hanged. | Supply and Installation of Metal 3x3cm mesh ceiling with fire rated hanging flowers in the FOH Dining areas including the final finishes with necessary support, fixtures accessories as per drawings renders. Note Material to be approved by Clients Team. This ceiling will be Mesh type so that flower can be hanged. | SQM | 23.000 | 7,360.00 | 320.00 | 7,360.00 | 3540.00 | 81,420.00 | 3204.00 | 73,692.00 | 1400.00 | 32,200.00 | 2260.00 | 51,980.00 | 2940.00 | 67,620.00 | 5000.00 | 115,000.00 | 3766.00 | 86,618.00 | 0.00 | .00 | 4860.00 | 111,780.00
459 | 6.03 | Supply and Installation of fire rated Gypsum false ceiling with cove (for cove lights provision) in the the FOH dining area with paint in White color finishes with necessary support, fixtures accessories as per drawings renders, refer to RCP layout. Including access panel door as per the MEP services and Cutting finishing for the AC grill diffuser and lights. Note Material to be approved by Clients Team. Running meter of cove has included in total quantity (32.45m) | Supply and Installation of fire rated Gypsum false ceiling with cove (for cove lights provision) in the the FOH dining area with paint in White color finishes with necessary support, fixtures accessories as per drawings renders, refer to RCP layout. Including access panel door as per the MEP services and Cutting finishing for the AC grill diffuser and lights. Note Material to be approved by Clients Team. Running meter of cove has included in total quantity (32.45m) | SQM | 53.000 | 16,960.00 | 320.00 | 16,960.00 | 2650.00 | 140,450.00 | 1950.00 | 103,350.00 | 2900.00 | 153,700.00 | 2760.00 | 146,280.00 | 1795.00 | 95,135.00 | 2100.00 | 111,300.00 | 2205.00 | 116,865.00 | 0.00 | .00 | 1782.00 | 94,446.00
460 | 6.04 | Supply and painting with matt finish paint on the slab walls of void ceiling area of FOH dinning, including paints on all MEP services metal ceiling parts. Note color to be selected approved by Clients Team. | Supply and painting with matt finish paint on the slab walls of void ceiling area of FOH dinning, including paints on all MEP services metal ceiling parts. Note color to be selected approved by Clients Team. | LS | 1.000 | 170.00 | 170.00 | 170.00 | 484.00 | 484.00 | 35000.00 | 35,000.00 | 26000.00 | 26,000.00 | 25000.00 | 25,000.00 | 535.00 | 535.00 | 30000.00 | 30,000.00 | 65000.00 | 65,000.00 | 0.00 | .00 | 35000.00 | 35,000.00
461 | 7 | DOORS WINDOWS | DOORS WINDOWS
462 | 7.01 | Supply and installation of heavy duty single leaf both side swing fire rated wooden door (KITCHEN DOOR FLUSHED TO WALL INVISIBLE TYPE FINISHED WITH SAME WALL COLOUR) with the door frame for kitchen, including all the fittings accessories as per the drawings and renders. Groove to be provided as per drawing and render. Dim 2200H x 900W mm Note Door frame should not be visible from Customer dining area. | Supply and installation of heavy duty single leaf both side swing fire rated wooden door (KITCHEN DOOR FLUSHED TO WALL INVISIBLE TYPE FINISHED WITH SAME WALL COLOUR) with the door frame for kitchen, including all the fittings accessories as per the drawings and renders. Groove to be provided as per drawing and render. Dim 2200H x 900W mm Note Door frame should not be visible from Customer dining area. | Nos | 1.000 | 18,000.00 | 22000.00 | 22,000.00 | 19800.00 | 19,800.00 | 55646.00 | 55,646.00 | 18000.00 | 18,000.00 | 32500.00 | 32,500.00 | 21750.00 | 21,750.00 | 31000.00 | 31,000.00 | 115000.00 | 115,000.00 | 0.00 | .00 | 41625.00 | 41,625.00
463 | 8 | Miscellaneous works | Miscellaneous works
464 | 8.01 | Allow sum for the closing of wall opening using foams. | Allow sum for the closing of wall opening using foams. | LS | 1.000 | 1,560.00 | 12000.00 | 12,000.00 | 30000.00 | 30,000.00 | 15000.00 | 15,000.00 | 5500.00 | 5,500.00 | 3000.00 | 3,000.00 | 1560.00 | 1,560.00 | 5000.00 | 5,000.00 | 25000.00 | 25,000.00 | 0.00 | .00 | 5000.00 | 5,000.00
465 | 8.02 | Allow sum for the Kitchen equipment equipment unloading and shifting till outlet | Allow sum for the Kitchen equipment equipment unloading and shifting till outlet | LS | 1.000 | .00 | 25000.00 | 25,000.00 | 55000.00 | 55,000.00 | 50000.00 | 50,000.00 | 10000.00 | 10,000.00 | 15000.00 | 15,000.00 | 0.00 | .00 | 20000.00 | 20,000.00 | 35000.00 | 35,000.00 | 0.00 | .00 | 50000.00 | 50,000.00
466 |  | SECTION 02 - WALL, FLOOR, CEILING FINISHES, DOORS SANITRY WORKS | SECTION 02 - WALL, FLOOR, CEILING FINISHES, DOORS SANITRY WORKS
467 |  | Generally | Generally
468 | 1 | The Contractor will list here price of any items shown on the drawings, mentioned in the Specifications or required for the satisfactory completion of this section, but not mentioned in above BOQ list. Any such items not listed below shall be deemed to be included | The Contractor will list here price of any items shown on the drawings, mentioned in the Specifications or required for the satisfactory completion of this section, but not mentioned in above BOQ list. Any such items not listed below shall be deemed to be included

## Technical Score Detail
|  | RFQ No: R0078 COST COMPARISON REPORT | RFQ No: R0078 COST COMPARISON REPORT | RFQ No: R0078 COST COMPARISON REPORT | Comp. Date : 09/02/2024 | Comp. Date : 09/02/2024 | Comp. Date : 09/02/2024 | Vendor Name : Luster Enterprises |  | Vendor Name : Sterling Interiors |  | Vendor Name : VART INFRACON PRIVATE LIMITED |  | Vendor Name : FALLOW DEZIENCE TREE LLP |  | Vendor Name : INVENTECH SOLUTIONS |  | Vendor Name : ALTITUDE MARKETING LLP |  | Vendor Name : Pioneer Infra And Turnkey Solutions |  | Vendor Name : Shah Enterprises |  | Vendor Name : Rudra Ineriors |  | Vendor Name : Pikture Perfect Design Studio Pvt. Ltd.
|  | RFQ No: R0078 COST COMPARISON REPORT | RFQ No: R0078 COST COMPARISON REPORT | RFQ No: R0078 COST COMPARISON REPORT | RFQ #: R0078 | RFQ #: R0078 | RFQ #: R0078 | Contact Name : John |  | Contact Name : |  | Contact Name : Sameer Darekar/Rohit Mistry |  | Contact Name : Khursheed Ahmad/Jasmine Grover |  | Contact Name : Shirish Awati |  | Contact Name : Lalit Kumar/Vickram Chaudhary |  | Contact Name : Pankaj Upadhyay/Bipin Upadhyay |  | Contact Name : Sabir Ali Shah |  | Contact Name : |  | Contact Name : Sonali Dhadve
|  | RFQ No: R0078 COST COMPARISON REPORT | RFQ No: R0078 COST COMPARISON REPORT | RFQ No: R0078 COST COMPARISON REPORT | RFQ Date : 08/02/2024 17:07:44 | RFQ Date : 08/02/2024 17:07:44 | RFQ Date : 08/02/2024 17:07:44 | Vendor City : |  | Vendor City : |  | Vendor City : |  | Vendor City : |  | Vendor City : |  | Vendor City : |  | Vendor City : |  | Vendor City : |  | Vendor City : |  | Vendor City :
|  | RFQ No: R0078 COST COMPARISON REPORT | RFQ No: R0078 COST COMPARISON REPORT | RFQ No: R0078 COST COMPARISON REPORT | BCD Date : 09/02/2024 13:41:00 | BCD Date : 09/02/2024 13:41:00 | BCD Date : 09/02/2024 13:41:00 | Telephone # : |  | Telephone # : |  | Telephone # : |  | Telephone # : |  | Telephone # : |  | Telephone # : |  | Telephone # : |  | Telephone # : |  | Telephone # : |  | Telephone # :
|  | RFQ No: R0078 COST COMPARISON REPORT | RFQ No: R0078 COST COMPARISON REPORT | RFQ No: R0078 COST COMPARISON REPORT |  |  |  | Mobile # : 9667823820 |  | Mobile # : |  | Mobile # : |  | Mobile # : |  | Mobile # : |  | Mobile # : |  | Mobile # : |  | Mobile # : |  | Mobile # : |  | Mobile # :
PR Number : Semolina-2324-00122 | PR Number : Semolina-2324-00122 | PR Number : Semolina-2324-00122 | PR Number : Semolina-2324-00122 | PR Number : Semolina-2324-00122 | PR Number : Semolina-2324-00122 | PR Number : Semolina-2324-00122 | PR Number : Semolina-2324-00122 | Email : lusterenterprisesinterior@gmail.com |  | Email : sterlingdesign.intt@gmail.com |  | Email : accounts@vartinfra.com |  | Email : accounts@fallowdezience.com |  | Email : inventechsolutionspune@gmail.com |  | Email : vickram@altitudemarketing.in |  | Email : bipinu@pioneerindinfra.com |  | Email : shahenterindia@gmail.com |  | Email : manoj@rudrasip.com |  | Email : piktureperfectdesignstudio@gmail.com
Package / RFQ Name : AJ Kitchen - AHM | Package / RFQ Name : AJ Kitchen - AHM | Package / RFQ Name : AJ Kitchen - AHM | Package / RFQ Name : AJ Kitchen - AHM | Package / RFQ Name : AJ Kitchen - AHM | Package / RFQ Name : AJ Kitchen - AHM | Package / RFQ Name : AJ Kitchen - AHM | Package / RFQ Name : AJ Kitchen - AHM | Round # : 7 (RFQ) |  | Round # : 7 (RFQ) |  | Round # : 7 (RFQ) |  | Round # : 7 (RFQ) |  | Round # : 7 (RFQ) |  | Round # : 7 (RFQ) |  | Round # : 7 (RFQ) |  | Round # : 7 (RFQ) |  | Round # : 7 (RFQ) |  | Round # : 7 (RFQ)
Buyer : Jogeswar Sahu | Buyer : Jogeswar Sahu | Buyer : Jogeswar Sahu | Buyer : Jogeswar Sahu | Buyer : Jogeswar Sahu | Buyer : Jogeswar Sahu | Buyer : Jogeswar Sahu | Buyer : Jogeswar Sahu | Quotation Date : |  | Quotation Date : |  | Quotation Date : |  | Quotation Date : |  | Quotation Date : |  | Quotation Date : |  | Quotation Date : |  | Quotation Date : |  | Quotation Date : |  | Quotation Date :
Comp. # : 7 | Comp. # : 7 | Comp. # : 7 | Comp. # : 7 | Comp. # : 7 | Currency :INR | Currency :INR | Currency :INR | Quotation Validity Date : |  | Quotation Validity Date : |  | Quotation Validity Date : |  | Quotation Validity Date : |  | Quotation Validity Date : |  | Quotation Validity Date : |  | Quotation Validity Date : |  | Quotation Validity Date : |  | Quotation Validity Date : |  | Quotation Validity Date :
Comp. # : 7 | Comp. # : 7 | Comp. # : 7 | Comp. # : 7 | Comp. # : 7 | BUDGET PRICE : | .00 |  | Quote Currency : |  | Quote Currency : |  | Quote Currency : |  | Quote Currency : |  | Quote Currency : |  | Quote Currency : |  | Quote Currency : |  | Quote Currency : |  | Quote Currency : |  | Quote Currency :
# | Item Code | Item Description | Last PO Details | Unit | Qty | Last PO Unit Rate | Last PO Total Value | Score | Justification | Score | Justification | Score | Justification | Score | Justification | Score | Justification | Score | Justification | Score | Justification | Score | Justification | Score | Justification | Score | Justification
1 |  | Addressable Fire Alarm for AJ Kitchen at Ahmedabad |  | NOS | 1.000 | 0.00 | 0.00
2 | A | ADDRESSABLE FIRE ALARM SYSTEM - NOTIFIER MAKE |  |  | 0.000 | 0.00 | 0.00
3 | 1 | Analog Addressable Fire Alarm Control panel with battery back up for 24 hours normal operation and 15 minutes alarm operation. The control panel, battery charger etc. The panel shall be with 1 loop and expandable upto 2 loop capacity. The Fire Alarm Control Panel shall include a full featured operator interface control and annunciation panel that shall include a backlit 640-character liquid crystal display, individual, color coded system status LEDs, and a QWERTY style alphanumeric keypad for the field programming and control of the fire alarm system. Number of Loops Fire alarm panels should be worked out based on loop capacity, It shall be selected keeping atlest 20 addresses as spare capacity in each loop. The control panel shall be capable of network expandable upto multiple panels. The panel all devises should be FM approved and comply UL 864 or equivalent. The enclosure shall also be UL listed or equivalent The quoted rate shall include supply of necessary software and harware for progamming the panel with all necessary licence. Should have the Facility to get integrated with the MAIN FAS Panel of the Building. Electrical main LT panel, (PRO).Connecting to BMS on Bacnet or TCP IP. |  | Nos | 0.000 | 0.00 | 0.00
4 |  | i) Each loop with Min. 125 Devices Detectors modules connection capability of Addressable FACP) 2 Loop Panel. |  |  | 0.000 | 0.00 | 0.00
5 |  | ii) FACP with all in-built modules displays. |  |  | 0.000 | 0.00 | 0.00
6 |  | iii) 240 volts AC power supply, automatic battery charger, 24 volts sealed lead acid batteries sufficient for 24 hours normal working. |  |  | 0.000 | 0.00 | 0.00
7 |  | iv) Programming setting up |  |  | 0.000 | 0.00 | 0.00
8 |  | v) system to be capable of operating the system for 2 hours during an emergency condition including all necessary software for remote programming of fire alarm system through central control station. |  |  | 0.000 | 0.00 | 0.00
9 | 2 | Passive Repeater Panel with 80-Character (2x40) display with supervised power supply from FACP. Repeater Panel shall monitor and control (Scroll, Acknowledge, Reset Mute) all the events of the FACP to which it is connected and it shall have Port Vectoring Event Filtering capability of showing only ALARMS, TROUBLES or SUPERVISORY or customized combinations of user selected events. |  | Nos | 0.000 | 0.00 | 0.00
10 | 2.1 | Supply installation and testing of signal loop components in a suitable galvanised steel junction box. |  |  | 0.000 | 0.00 | 0.00
11 | 3 | Detectors and Devices |  |  | 0.000 | 0.00 | 0.00
12 | 3.1 | Supply,Installation,Testing Commissioning of Analogue Addressable Monitor module having Rotary, decimal addressing system for monitoring the field devices shall be capable of providing DPDTcontact rated at 24V DC, 2A. |  | Nos | 3.000 | 0.00 | 0.00
13 | 3.2 | Supply,Installation,Testing Commissioning of Analogue Addressable Relay module having Rotary, decimal addressing system and shall be capable of providing DPDTcontact rated at 24v DC, 2A. |  | Nos | 2.000 | 0.00 | 0.00
14 | 3.3 | Supply,Installation,Testing Commissioning of wall ceiling mounted Horn cum Strobe rated at 82 dBA @ 3m for Audible annunciation and 75cd flashing at 1 Hz for visual indication and necessary accessories including back box. |  | Nos | 1.000 | 0.00 | 0.00
15 | 3.5 | Supply,Installation,Testing Commissioning of above below ceiling mounted Analogue Addressable Flash scan Type Photoelectric smoke detectors having Rotary, decimal addressing system with standard base, built in isolation function and junction box. The detector shall be capable to address in the range of 1-159. The detector shall be with Visible bi-color LEDs for 360 deg viewing and shall blink green every time the detector is addressed, and illuminate steady red on alarm. |  | Nos | 2.000 | 0.00 | 0.00
16 | 3.6 | Supply,Installation,Testing Commissioning of above below ceiling mounted Analogue Addressable Heat Thermal detectors having Rotary, decimal addressing system with standard base, built in isolation function and junction box. The detector shall be capable to address in the range of 1-159. The detector shall be with Visible bi-color LEDs for 360 deg viewing and shall blink green every time the detector is addressed, and illuminate steady red on alarm. |  | Nos | 1.000 | 0.00 | 0.00
17 | 3.7 | Supply,Installation,Testing Commissioning of Addressable Break Glass Manual Call Point having Rotary, decimal addressing system and having an integrally mounted addressabla module that monitors and reports contact status. |  | Nos | 1.000 | 0.00 | 0.00
18 | 4 | Response indicator. |  | Nos | 0.000 | 0.00 | 0.00
19 |  | NOTE FIRE PANEL SHALL BE PROVIDED WITH FACILITY TO INTEGRATE WITH AIRPORT PANEL |  |  | 0.000 | 0.00 | 0.00
20 | 5 | CABLES |  |  | 0.000 | 0.00 | 0.00
21 |  | Supplying, laying, testing and commissioning of 1100V grade FIRE RESISTANCE LOW SMOKE multicore, round type, insulated, sheathed, flexible copper conductor control cables with Including necessary end terminations with copper lugs, junction box, crimping identification tags at each end etc.,) RED COLOUR ONLY (MAKE RR CABLE) |  |  | 0.000 | 0.00 | 0.00
22 | a | 2 core x 1.5 Sq.mm armoured cable(Un-screened, LSZH armoured) |  | Mtr | 180.000 | 0.00 | 0.00
23 | 6 | REWORKS |  |  | 0.000 | 0.00 | 0.00
24 |  | Shifting , relocation and reworking including extending of cable testing and commissioning of the following devices |  |  | 0.000 | 0.00 | 0.00
25 | a | Photoelectric Smoke Detectors (BFC) at actuals. |  | Nos. | 0.000 | 0.00 | 0.00
26 | b | Response Indicator of AFC detectors at actuals |  | Nos. | 0.000 | 0.00 | 0.00
27 |  | TOTAL FOR ADDRESSABLE FIRE ALARM SYSTEM |  |  | 0.000 | 0.00 | 0.00
28 |  | SHALL BE CONNECTED WITH AIRPORT FAS LOOP |  |  | 0.000 | 0.00 | 0.00
29 |  | Electrical Work for AJ Kitchen at Ahmedabad |  | NOS | 1.000 | 0.00 | 0.00
30 | I | PANEL SWITCHGEAR |  |  | 0.000 | 0.00 | 0.00
31 | 1 | Supply, installation, testing commissioning of free standing, floor mounting compartmentalized panels fabricated out of CRCA sheet steel sections after carrying out 7 tank cleaning process and duly powder coated using Siemens Grey Shade No. RAL 7032. The frame structure, doors and gland plates shall have 2.0 mm thick sheets and partitions shall be with 1.6 mm thick CRCA sheet. Base channel size 75 x 40 x 6 mm of ISMC shall be provided. The panel shall be dust and vermin proof with neoprene gasket. The doors shall be provided with concealed hinges and with brazing wherever required to avoid deformation and shall be earthed. The bus bar shall be of tinned Copper with epoxy supports and shall be insulated with colour coded heat shrink sleeves. The control wiring min. 2,5 Sq.mm shall be ZHLS type. The Panel shall be provided with CTs, phase indication lamps, meters, relays and all switchgear, etc. as per the SLD. The panel shall be complete in all aspects as per the final approval of the Consultant. All componants for Switchgears shall be L T Legrand |  |  | 0.000 | 0.00 | 0.00
32 | a | Providing installing MAIN LT PANEL as per SLD Spec. |  | Set | 1.000 | 0.00 | 0.00
33 |  | 125 Amps 4 pole, 25kA MCCB as a Incomer with overload, short circuit Earth Fault protection, Energy manager with RS485 port for BMS connectivity 4A with SP MCB with 100 5A-3 Nos., 15VA, CL-1 CT s for metering of AE make and phase indicating lamps Vaishno make with SPMCB |  |  | 0.000 | 0.00 | 0.00
34 |  | Busbar chamber - 1 set, 4 pole 125A Tinned AL. Busbar with necessary |  |  | 0.000 | 0.00 | 0.00
35 |  | OUTGOINGS |  |  | 0.000 | 0.00 | 0.00
36 | i. | 32A 4P MCB – 1 Nos. |  |  | 0.000 | 0.00 | 0.00
37 | ii. | 40A 4P MCB – 2 Nos. |  |  | 0.000 | 0.00 | 0.00
38 | iii. | 63A 4P MCB – 3 Nos. |  |  | 0.000 | 0.00 | 0.00
39 | iv. | 80A 4P MCCB 16kA TM Based O C, S C release. |  |  | 0.000 | 0.00 | 0.00
40 | 2 | Supply, installation, testing commissioning of Switchgears.(Standard Product) |  |  | 0.000 | 0.00 | 0.00
41 | a | Supply,Installation,Testing and Commissioning of 40 Amps,4Pole MCB with ELCB at 300mAh for HVAC Outdoor Isolation all complete with mounting accessories |  | Nos. | 0.000 | 0.00 | 0.00
42 | b | Supply,Installation,Testing and Commissioning of 32 Amps,4Pole MCB for HVAC Outdoor Isolation all complete with mounting accessories. |  | Nos. | 1.000 | 0.00 | 0.00
43 | c | Supply,Installation,Testing and Commissioning of 40 Amps, DP, MCB for UPS INVERTER Isolation all complete with mounting accessories for UPS. |  | Nos. | 2.000 | 0.00 | 0.00
44 | d | Supply installation of DOL starter L T Siemens Legrand for 3 kW load |  | Nos. | 0.000 | 0.00 | 0.00
45 | e | Supply installation of DOL starter L T Siemens Legrand for 4 kW load |  | Nos. | 0.000 | 0.00 | 0.00
46 | f | Supply installation of Star Delta starter as per Type-2 Coordination for 3 kW (4HP) load with on off trip indication Lamp, on off push button, phase indication Lamp .(For Exhaust air fan)(EXISTING UNIT PROVIDED BY MALL) |  | Nos. | 0.000 | 0.00 | 0.00
47 | g | Supply installation of Star Delta starter as per Type-2 Coordination for 9.3 kW (12.5HP) load with on off trip indication Lamp, on off push button, phase indication Lamp .(For Exhaust air fan) |  | Nos. | 0.000 | 0.00 | 0.00
48 | h | Supply installation of Star delta starter as per Type-2 Coordination for 5.5 kW (7.5HP) load with on off trip indication Lamp, on off push button, phase indication Lamp .(For Fresh air fan) |  | Nos. | 0.000 | 0.00 | 0.00
49 | i | Supply installation of DOL starter as per Type-2 Coordination for 2.2 kW (3.0HP) load with on off trip indication Lamp, on off push button, phase indication Lamp .(For AHU) |  | Nos. | 0.000 | 0.00 | 0.00
50 | j | Supply installation of DOL starter as per Type-2 Coordination for 1.5 kW (2.0HP) pump load with on off trip indication Lamp, on off push button, phase indication Lamp .(For Scrubber) |  | Nos. | 0.000 | 0.00 | 0.00
51 | k | 80 amps 4P ELMCB 300mA with 63A 5 Pin Ray Roll Socket complete with all mounting accessories – for Indoor Legrand make model No. 6078 80 |  | Nos. | 0.000 | 0.00 | 0.00
52 | l | 63 amps 4P ELMCB 300mA with 63A 5 Pin Ray Roll Socket complete with all mounting accessories – for Indoor Legrand make model No. 6078 80 |  | Nos. | 0.000 | 0.00 | 0.00
53 | m | 32 amps 4P MCB with 32A 5 Pin Ray Roll Socket complete with all mounting accessories – for Kitchen Legrand make model No. 6078 80 |  | Nos. | 0.000 | 0.00 | 0.00
54 | n | 25 amps 4P MCB with 25A 5 Pin Ray Roll Socket complete with all mounting accessories – for Kitchen Legrand make model No. 6078 80 |  | Nos. | 0.000 | 0.00 | 0.00
55 | o | 25A Rey roll socket complete with 25 amps SPMCB with 3 pin metal clad socket - Legrand make Model No. 6078 41 |  | Nos. | 0.000 | 0.00 | 0.00
56 | p | 20A Rey roll socket complete with 32 amps DPMCB with 3 pin metal clad socket - Legrand make Model No. 6078 41 |  | Nos. | 9.000 | 0.00 | 0.00
57 | q | 5 15A Rey roll socket complete with 15 amps SPMCB with 3 pin metal clad socket - Legrand make Model No. 6078 41 |  | Nos. | 5.000 | 0.00 | 0.00
58 | r | Set of 1no 25A Metal clad Socket with MCB, and 2nos 6 16A Switch sockets housed in Fabricated SS Panel suitable for hanging arrangement for Kitchen equipments. |  | Nos. | 0.000 | 0.00 | 0.00
59 | 3 | SITC of Standalone Gas leak detector with inbuilt sounder for Kitchen |  | Nos. | 0.000 | 0.00 | 0.00
60 |  | TOTAL FOR MAIN PANEL SWITCHGEAR |  |  | 0.000 | 0.00 | 0.00
61 | II | INVERTER UPS |  |  | 0.000 | 0.00 | 0.00
62 | 1 | Supply, Installation, testing and commissioning of 6 KVA UPS System Single Phase I C Single Phase O G complete with 30 Minutes Battery Back-up the required accessories as specified in the drawings the specifications. |  | Nos | 1.000 | 0.00 | 0.00
63 |  | TOTAL FOR UPS |  |  | 0.000 | 0.00 | 0.00
64 | III | DISTRIBUTION BOARDS |  |  | 0.000 | 0.00 | 0.00
65 |  | Supply, installation, testing commissioning of Distribution Boards surface flush mounted with Double door containing MCB ELMCB as incomer and SPMCB as outgoing. All MCBs are of 10KA breaking capacity and ELMCBs RCCB should be of 30mA 100 mA sensivity. The DB shall have appropriate no. of top and bottom knock outs for outgoing circuits and shall be complete with necessary busbars, interconnection terminals and earth studs. All terminations in DB shall be complete with ferulling, dressing and all circuits shall be properly labeled with PVC strip (sticker type) having identification as per the final approval of Consultant. For UPS DB MCB shall be D type and other MCBs shall be C category for lighting and raw power DB LEGRAND L T |  |  | 0.000 | 0.00 | 0.00
66 | 1 | Lighting Distribution Board - LPDB |  | Nos. | 1.000 | 0.00 | 0.00
67 |  | 8 WAY TPN DB |  |  | 0.000 | 0.00 | 0.00
68 |  | I C- 1 # 32A FP MCB , 10KA |  |  | 0.000 | 0.00 | 0.00
69 |  | SUB I C - 3 # 25A DP RCCB 30mA per phase |  |  | 0.000 | 0.00 | 0.00
70 |  | O G - 18 # 10A SP MCB |  |  | 0.000 | 0.00 | 0.00
71 | 2 | RAW Power Distribution Board - RPDB |  | Nos. | 0.000 | 0.00 | 0.00
72 |  | 6(8) WAY TPN DB |  |  | 0.000 | 0.00 | 0.00
73 |  | I C- 1 #40 A FP MCB |  |  | 0.000 | 0.00 | 0.00
74 |  | SUB I C- 3#40 DP ELCB 300mA per ph |  |  | 0.000 | 0.00 | 0.00
75 |  | O G - 18 # 16 20A SP MCB |  |  | 0.000 | 0.00 | 0.00
76 | 3 | Kitchen Power DB - (KPDB-1) |  | Nos. | 1.000 | 0.00 | 0.00
77 |  | 12 WAY TPN DB |  |  | 0.000 | 0.00 | 0.00
78 |  | I C- 1 #80 A FP MCB |  |  | 0.000 | 0.00 | 0.00
79 |  | SUB I C- 3#63 DP ELCB 100mA per ph |  |  | 0.000 | 0.00 | 0.00
80 |  | O G - 30 # 16 20A SP MCB |  |  | 0.000 | 0.00 | 0.00
81 | 4 | EMERGENCY LIGHTING DB (ELDB) |  | Nos. | 1.000 | 0.00 | 0.00
82 |  | 12 way SPN DB |  |  | 0.000 | 0.00 | 0.00
83 |  | Incomer 40A DP RCBO 30mA |  |  | 0.000 | 0.00 | 0.00
84 |  | Outgoings 10 16 SP MCB, D Type – 8 Nos |  |  | 0.000 | 0.00 | 0.00
85 |  | TOTAL FOR DISTRIBUTION BOARDS |  |  | 0.000 | 0.00 | 0.00
86 | IV | CABLES ACCESSORIES |  |  | 0.000 | 0.00 | 0.00
87 |  | Supply installation of following LT XLPE FRLS cables (FINOLEX RR KABLE POLYCAB) rated for 600 1100 volts AC as per IS standard 1554 Part 1 with necessary M.S. clamps. All cables shall be properly clamped or tied when run on cable trays. All such cables shall be provided with temporary labelling at every 20 mtrs and ten finally with metal identification tags showing the size and the location from to the specific Panel DB at both ends. |  |  | 0.000 | 0.00 | 0.00
88 | 1 | 3.5C x 300 Sq. mm A2XFY |  | Mtr. | 0.000 | 0.00 | 0.00
89 | 2 | 3.5C x 240 Sq. mm A2XFY |  | Mtr. | 0.000 | 0.00 | 0.00
90 | 3 | 3.5C x 185 Sq. mm A2XFY |  | Mtr. | 0.000 | 0.00 | 0.00
91 | 4 | 3.5C x 150 Sq. mm A2XFY |  | Mtr. | 0.000 | 0.00 | 0.00
92 | 5 | 3.5C x 120 Sq. mm A2XFY |  | Mtr. | 0.000 | 0.00 | 0.00
93 | 6 | 3.5C x 95 Sq. mm A2XFY |  | Mtr. | 0.000 | 0.00 | 0.00
94 | 7 | 3.5C x 70 Sq. mm A2XFY |  | Mtr. | 0.000 | 0.00 | 0.00
95 | 8 | 3.5C x 50 Sq. mm A2XFY |  | Mtr. | 0.000 | 0.00 | 0.00
96 | 9 | 3.5C x 35 Sq. mm A2XFY |  | Mtr. | 100.000 | 0.00 | 0.00
97 | 10 | 4C x 16 Sq. mm A2XFY |  | Mtr. | 20.000 | 0.00 | 0.00
98 | 11 | 4C x 10 Sq. mm A2XFY |  | Mtr. | 0.000 | 0.00 | 0.00
99 | 12 | 4C x 10 Sq. mm 2XFY ( Cu ) |  | Mtr. | 0.000 | 0.00 | 0.00
100 | 13 | 4C x 16 Sq. mm 2XFY ( Cu ) |  | Mtr. | 0.000 | 0.00 | 0.00
101 | 14 | 4C x 6 Sq. mm 2XFY Cable ( Cu ) |  | Mtr. | 15.000 | 0.00 | 0.00
102 | 15 | 4C x 4 Sq. mm 2XFY Cable ( Cu ) |  | Mtr. | 15.000 | 0.00 | 0.00
103 | 16 | 4C x 2.5 Sq. mm 2XFY Cable ( Cu ) |  | Mtr. | 0.000 | 0.00 | 0.00
104 | 17 | 3C x 6sq. mm YWY cable ( Cu ) |  | Mtr. | 15.000 | 0.00 | 0.00
105 | 18 | 3C x 4sq. mm YWY cable ( Cu ) |  | Mtr. | 40.000 | 0.00 | 0.00
106 | 19 | 3C x 2.5 Sq. mm YWY cable ( Cu ) |  | Mtr. | 0.000 | 0.00 | 0.00
107 | 20 | 1C x 10 Sq. mm YY cable ( Cu ) |  | Mtr. | 0.000 | 0.00 | 0.00
108 | 21 | 1C x 6 Sq. mm YY cable ( Cu ) |  | Mtr. | 0.000 | 0.00 | 0.00
109 | 22 | 1C x 4 Sq. mm YY cable ( Cu ) |  | Mtr. | 0.000 | 0.00 | 0.00
110 | 23 | 5Rx1Cx16 Sq.mm YY FRLS Cable (Cu) |  | Mtr. | 0.000 | 0.00 | 0.00
111 | 24 | 5Rx1Cx10 Sq.mm YY FRLS Cable (Cu) |  | Mtr. | 0.000 | 0.00 | 0.00
112 | 25 | 5Rx1Cx6 Sq.mm YY FRLS Cable (Cu) |  | Mtr. | 0.000 | 0.00 | 0.00
113 | 26 | 5Rx1Cx4 Sq.mm YY FRLS Cable (Cu) |  | Mtr. | 0.000 | 0.00 | 0.00
114 | B | Termination of following sizes of cables with Single compression cable gland.(COMET BRAKO) |  |  | 0.000 | 0.00 | 0.00
115 | 1 | 3.5C x 300 Sq. mm A2XFY |  | Nos. | 0.000 | 0.00 | 0.00
116 | 2 | 3.5C x 240 Sq. mm A2XFY |  | Nos. | 0.000 | 0.00 | 0.00
117 | 3 | 3.5C x 185 Sq. mm A2XFY |  | Nos. | 0.000 | 0.00 | 0.00
118 | 4 | 3.5C x 150 Sq. mm A2XFY |  | Nos. | 0.000 | 0.00 | 0.00
119 | 5 | 3.5C x 120 Sq. mm A2XFY |  | Nos. | 0.000 | 0.00 | 0.00
120 | 6 | 3.5C x 95 Sq. mm A2XFY |  | Nos. | 0.000 | 0.00 | 0.00
121 | 7 | 3.5C x 70 Sq. mm A2XFY |  | Nos. | 0.000 | 0.00 | 0.00
122 | 8 | 3.5C x 50 Sq. mm A2XFY |  | Nos. | 0.000 | 0.00 | 0.00
123 | 9 | 3.5C x 35 Sq. mm A2XFY |  | Nos. | 2.000 | 0.00 | 0.00
124 | 10 | 4C x 16 Sq. mm A2XFY |  | Nos. | 4.000 | 0.00 | 0.00
125 | 11 | 4C x 10 Sq. mm A2XFY |  | Nos. | 0.000 | 0.00 | 0.00
126 | 12 | 4C x 10 Sq. mm 2XFY ( Cu ) |  | Nos. | 0.000 | 0.00 | 0.00
127 | 13 | 4C x 16 Sq. mm 2XFY ( Cu ) |  | Nos. | 0.000 | 0.00 | 0.00
128 | 14 | 4C x 6 Sq. mm 2XFY Cable ( Cu ) |  | Nos. | 4.000 | 0.00 | 0.00
129 | 15 | 4C x 4 Sq. mm 2XFY Cable ( Cu ) |  | Nos. | 4.000 | 0.00 | 0.00
130 | 16 | 4C x 2.5 Sq. mm 2XFY Cable ( Cu ) |  | Nos. | 0.000 | 0.00 | 0.00
131 | 17 | 3C x 6sq. mm YWY cable ( Cu ) |  | Nos. | 12.000 | 0.00 | 0.00
132 | 18 | 3C x 4sq. mm YWY cable ( Cu ) |  | Nos. | 0.000 | 0.00 | 0.00
133 | 19 | 3C x 2.5 Sq. mm YWY cable ( Cu ) |  | Nos. | 0.000 | 0.00 | 0.00
134 | 20 | 1C x 10 Sq. mm YY cable ( Cu ) |  | Nos. | 0.000 | 0.00 | 0.00
135 | 21 | 1C x 6 Sq. mm YY cable ( Cu ) |  | Nos. | 0.000 | 0.00 | 0.00
136 | 22 | 1C x 4 Sq. mm YY cable ( Cu ) |  | Nos. | 0.000 | 0.00 | 0.00
137 | 23 | 5Rx1Cx16 Sq.mm YY FRLS Cable (Cu) |  | Nos. | 0.000 | 0.00 | 0.00
138 | 24 | 5Rx1Cx10 Sq.mm YY FRLS Cable (Cu) |  | Nos. | 0.000 | 0.00 | 0.00
139 | 25 | 5Rx1Cx6 Sq.mm YY FRLS Cable (Cu) |  | Nos. | 0.000 | 0.00 | 0.00
140 | 26 | 5Rx1Cx4 Sq.mm YY FRLS Cable (Cu) |  | Nos. | 0.000 | 0.00 | 0.00
141 |  | TOTAL FOR CABLES ACCESSORIES |  |  | 0.000 | 0.00 | 0.00
142 | V | WIRING ACCESSORIES |  |  | 0.000 | 0.00 | 0.00
143 |  | Notes |  |  | 0.000 | 0.00 | 0.00
144 |  | 1) Rates for point wiring shall include supply installation of Wires wiring acccessories such as angle holders ceiling roses as required. conduits, conduit accessories such as junction boxes, Ts, elbows etc,Switches, sockets fixtures shall not be included in the point wiring rates. These will be counted paid separately. |  |  | 0.000 | 0.00 | 0.00
145 |  | 2) Unless otherwise specified, all wires in point wiring shall be 2.5 sq.mm |  |  | 0.000 | 0.00 | 0.00
146 |  | Stranded copper conductor 1.1 KV grade, I.S.I. marked (P+N+E), |  |  | 0.000 | 0.00 | 0.00
147 |  | LSZH) PVC insulated . |  |  | 0.000 | 0.00 | 0.00
148 |  | Wires shall be colour coded (Red, Yellow and Blue for Phases, |  |  | 0.000 | 0.00 | 0.00
149 |  | Black for Neutral Green for earth). |  |  | 0.000 | 0.00 | 0.00
150 |  | 3) Looping of wires shall be in fittings and switch boxes only |  |  | 0.000 | 0.00 | 0.00
151 |  | 4) Location of switches sockets DBs shown on the drawings shall |  |  | 0.000 | 0.00 | 0.00
152 |  | be confirmed with the Architect Consultant Project Manager |  |  | 0.000 | 0.00 | 0.00
153 |  | before installation. |  |  | 0.000 | 0.00 | 0.00
154 |  | 5) All Surface and concealed Conduits shall be rigid GI conduits of |  |  | 0.000 | 0.00 | 0.00
155 |  | size not less than 20 mm dia as per applicable IS. |  |  | 0.000 | 0.00 | 0.00
156 |  | 6)The Contractor can take more than one circuit in the same conduit |  |  | 0.000 | 0.00 | 0.00
157 |  | provided they are of the same phase. The size of conduit shall be |  |  | 0.000 | 0.00 | 0.00
158 |  | decided according to the number of wires in it as per applicable IS as |  |  | 0.000 | 0.00 | 0.00
159 |  | specified. |  |  | 0.000 | 0.00 | 0.00
160 |  | 7) Payments for light fixtures fans will be made separately as per the |  |  | 0.000 | 0.00 | 0.00
161 |  | items given in Light Fixtures Accessories . |  |  | 0.000 | 0.00 | 0.00
162 |  | 8) Type location of light fixtures shown in the drawings are |  |  | 0.000 | 0.00 | 0.00
163 |  | tentative and subject to revision as per the recommendation of |  |  | 0.000 | 0.00 | 0.00
164 |  | Architect Consultant. The quantities (number of points and accessories) |  |  | 0.000 | 0.00 | 0.00
165 |  | of point wiring will be revised as actual installed on account of such |  |  | 0.000 | 0.00 | 0.00
166 |  | revisions in the layouts. |  |  | 0.000 | 0.00 | 0.00
167 |  | 9) Circuit wiring from DBs to the switch boards or first light point shall |  |  | 0.000 | 0.00 | 0.00
168 |  | Be included as primary points remaining points of the same looping |  |  | 0.000 | 0.00 | 0.00
169 |  | shall be considered as Secondary points and shall be counted in nos. |  |  | 0.000 | 0.00 | 0.00
170 |  | 10) Circuit Wiring from DB to Kitchen Power points shall be measured in running meters |  |  | 0.000 | 0.00 | 0.00
171 | 1 | Supply, installation, testing commissioning of point wiring for light points, power points. Point wiring for primary point shall include wiring from Distribution Board upto First point of the circuit and shall be measured in nos. Secondary points shall also be measured in nos and shall include the remaining light points of the circuit controlled from same distribution board where primary points are controlling. The Power points shall be measured in Nos. Cost of GI conduits and accessories shall be included. |  |  | 0.000 | 0.00 | 0.00
172 |  | Averagepoint length of primary secondaryto be derived by Contractor, fromthe drawing provided AND+ -1MtrMeasured Radially |  |  | 0.000 | 0.00 | 0.00
173 | a) | Primary Light points controlled by MCB (3R x 2.5 sqmm wire) |  | Nos. | 8.000 | 0.00 | 0.00
174 | b) | Secondary Light points looped in the same circuit. (3R x 2.5 sqmm wire) |  | Nos. | 25.000 | 0.00 | 0.00
175 | 2 | Supply, installation, testing commissioning of point wiring for light points, power points. Point wiring for primary point shall include wiring from Switch Board upto First point of the circuit and shall be measured in nos. Secondary points shall also be measured in nos and shall include the remaining light points of the circuit controlled from same switch board where primary points are controlling. The Power points shall be measured in Nos. Cost of FRLS PVC conduits, 6A switch switch board and accessories shall be included. |  |  | 0.000 | 0.00 | 0.00
176 | a) | Primary Light points controlled by Switch (3R x 2.5 sqmm wire) |  | Nos. | 2.000 | 0.00 | 0.00
177 | b) | Secondary Light points looped in the same circuit. (3R x 2.5 sqmm wire) |  | Nos. | 0.000 | 0.00 | 0.00
178 | c) | DB to SB SB to SB circuit wiring For Switch Operated Primary point @ SB to SB loop point. Wiring for switch board controlled by MCB already installed in DB by using 3 X 2.5 sq. mm flexible LSZH copper wires in 25mm GI conduits as per IS 9537 part-3 or surface mounted. |  | Mtrs | 10.000 | 0.00 | 0.00
179 | 3 | Supply, installation, testing commissioning of point wiring for Emargency light points, power points. Point wiring for primary point shall include wiring from Distribution Board upto First point of the circuit and shall be measured in nos. Secondary points shall also be measured in nos and shall include the remaining light points of the circuit controlled from same distribution board where primary points are controlling. The Power points shall be measured in Nos. Cost of FRLS PVC conduits and accessories shall be included. |  |  | 0.000 | 0.00 | 0.00
180 |  | Averagepoint length of primary secondaryto be derived by Contractor, fromthe drawing provided AND+ -1MtrMeasured Radially |  |  | 0.000 | 0.00 | 0.00
181 | a) | Primary Light points controlled by MCB (3R x 2.5 sqmm wire) |  | Nos. | 1.000 | 0.00 | 0.00
182 | b) | Secondary Light points looped in the same circuit. (3R x 2.5 sqmm wire) |  | Nos. | 0.000 | 0.00 | 0.00
183 | 5 | Providing point wiring for Raw Power points 1no. 6 16A switch socket outlet on Skirting level to be looped from the nearest point using 2 x 4.0 sq. mm copper conductor wires and minimum 4.0 sq. mm copper conductor PVC insulated green colour earth wire as per approval of Architect Consultant. (Cost of FRLS PVC Conduit Floor Raceway and switch sockets are considered elsewhere). ( Wires shall be LSZH type ) Note Average primary secondary point length to be derived by Contractor, from the drawing site provided AND + - 1 Mtr Measured Radially. |  |  | 0.000 | 0.00 | 0.00
184 | a) | Primary Point |  | Nos. | 2.000 | 0.00 | 0.00
185 | b) | Secondary points |  | Nos. | 2.000 | 0.00 | 0.00
186 | 6 | Providing point wiring for Raw Power points 1no. 6A switch socket outlet on Skirting level to be looped from the nearest point using 2 x 2.5 sq. mm copper conductor wires and minimum 2.5 sq. mm copper conductor PVC insulated green colour earth wire as per approval of Architect Consultant. (Cost of Conduit Floor Raceway and switch sockets are considered elsewhere). ( Wires shall be FRLS type ) Note Average primary secondary point length to be derived by Contractor, from the drawing site provided AND + - 1 Mtr Measured Radially. |  |  | 0.000 | 0.00 | 0.00
187 | a) | Primary Point |  | Nos. | 4.000 | 0.00 | 0.00
188 | b) | Secondary points |  | Nos. | 6.000 | 0.00 | 0.00
189 | 8 | Supply and laying of following PVC insulated copper conductor 1100 volt grade stranded flexible LSZH wire in already laid GI conduit concealed or surface mounted making connections where ever required to complete the installation.(For Kitchen and Bar Power Points) Conduit rate shall be paid separately. |  |  | 0.000 | 0.00 | 0.00
190 | a) | 2R x 2.5Sqmm + 1R x 2.5Sqmm Cu. Wires |  | Mtr. | 120.000 | 0.00 | 0.00
191 | b) | 3R x 4Sqmm Cu. Wires |  | Mtr. | 228.000 | 0.00 | 0.00
192 | c) | 4R x 4Sqmm + 2R x 2.5Sqmm Cu. Wires |  | Mtr. | 0.000 | 0.00 | 0.00
193 | d) | 4R x 6Sqmm + 2R x 2.5Sqmm Cu. Wires |  | Mtr. | 0.000 | 0.00 | 0.00
194 | 9 | Supply installation of 25 mm dia. GI conduit with pull box junction box all accessories for Kitchen Bar Power wiring as per the requirement |  |  | 0.000 | 0.00 | 0.00
195 | a | - do - but conduit pipe shall be Rigid type. |  | Mtr. | 225.000 | 0.00 | 0.00
196 | b | - do - but flexible conduit pipe |  | Mtr. | 25.000 | 0.00 | 0.00
197 | 10 | Supply installation of 20 mm dia. GI conduit with pull box junction box all accessories for Lighting Power wiring as per the requirement |  |  | 0.000 | 0.00 | 0.00
198 | a | - do - but conduit pipe shall be Rigid type. |  | Mtr. | 0.000 | 0.00 | 0.00
199 | b | - do - but flexible conduit pipe |  | Mtr. | 0.000 | 0.00 | 0.00
200 | 11 | Supply and installation of Perforated Cable Tray (ASIAN)out of 14 gauge GI sheet complete with necessary fixing arrangement with Anchor Fastener and all other accessories as per the final approval of the Consultant Architect |  |  | 0.000 | 0.00 | 0.00
201 | a | 300 x 50 x 2mm |  | Mtr. | 0.000 | 0.00 | 0.00
202 | b | 200 x 50 x 2mm |  | Mtr. | 0.000 | 0.00 | 0.00
203 | c | 150 x 50 x 2mm |  | Mtr. | 25.000 | 0.00 | 0.00
204 | d | 100 x 50 x 2mm |  | Mtr. | 0.000 | 0.00 | 0.00
205 | e | 50 x 50 x 2mm |  | Mtr. | 0.000 | 0.00 | 0.00
206 | 12 | Supply and installation of GI trunking (SV POWER ASIAN) with 2 mm thickness properties clamps for suspension at appropriate intervals as per the route approved by Architect Consultant. (For DATA CONTROL WIRING LIGHTING POWER CIRCUITS KITCHEN) |  |  | 0.000 | 0.00 | 0.00
207 | a | 300 x 50 x 2mm |  | Mtr. | 0.000 | 0.00 | 0.00
208 | b | 200 x 50 x 2mm |  | Mtr. | 0.000 | 0.00 | 0.00
209 | c | 150 x 50 x 2mm |  | Mtr. | 0.000 | 0.00 | 0.00
210 | d | 100 x 50 x 2mm |  | Mtr. | 0.000 | 0.00 | 0.00
211 | e | 50 x 50 x 2mm |  | Mtr. | 20.000 | 0.00 | 0.00
212 | 13 | Supply and installation of GI raceway with 2 mm thickness proper ties clamps at appropriate intervals as per the route approved by Architect Consultant. (Cost of cutting the floor for laying of raceways to be included). |  |  | 0.000 | 0.00 | 0.00
213 | a | 3 runs of underfloor raceways of size 100 x 40 mm |  | Mtr. | 0.000 | 0.00 | 0.00
214 | b | 2 runs of underfloor raceways of size 100 x 40 mm |  | Mtr. | 0.000 | 0.00 | 0.00
215 | c | 1 runs of underfloor raceways of size 100 x 40 mm |  | Mtr. | 0.000 | 0.00 | 0.00
216 | d | 1 runs of underfloor raceway of size 85 x 40 mm |  | Mtr. | 0.000 | 0.00 | 0.00
217 | e | 2 runs of underfloor raceway of size 65 x 40 mm |  | Mtr. | 0.000 | 0.00 | 0.00
218 | f | 1 runs of underfloor raceway of size 65 x 40 mm |  | Mtr. | 0.000 | 0.00 | 0.00
219 | 14 | Supply installation of GI junction boxes with 2 mm thickness, 2mm thick SS cover with 2” extra on all sides SS cover on top and having screw fixed plates on all four sides with knock out holes for conduits. The plates shall be retained on the sidezs having no conduit or raceway so as to avoid the entry of any unwanted material. Earth stud to be provided for all Junction boxes for earthing. Junction box to be prepared as per the final approval of Architect Consultant. The junction boxes shall be protected from the entry of unwanted material till the completion of the project the SS plates shall be installed after the final polishing of flooring. |  |  | 0.000 | 0.00 | 0.00
220 | a | suitable for 450 x 450 x 50 mm |  | Nos. | 0.000 | 0.00 | 0.00
221 | b | suitable for 350 x 350 x 50 mm |  | Nos. | 0.000 | 0.00 | 0.00
222 | c | suitable for 250 x 250 x 50 mm |  | Nos. | 0.000 | 0.00 | 0.00
223 | d | suitable for 150 x 150 x 50 mm |  | Nos. | 2.000 | 0.00 | 0.00
224 | 15 | Supply, installation, testing commissioning of flush mounted plate type switch and switch + sockets with hot dipped GI box complete as per the final approval of Architect Consultant |  |  | 0.000 | 0.00 | 0.00
225 | a | 6A one way plate type switch |  | Nos. | 4.000 | 0.00 | 0.00
226 | b | 6A 5 pin Socket outlet |  | Nos. | 0.000 | 0.00 | 0.00
227 | c | 6A 5pin switch socket outlet for CCTV Charging point |  | Nos. | 12.000 | 0.00 | 0.00
228 | f | 3 nos. 6A socket controlled by 3no 6A switch |  | Nos. | 0.000 | 0.00 | 0.00
229 | g | 2 nos. 6A socket controlled by 2no 16A switch |  | Nos. | 0.000 | 0.00 | 0.00
230 | h | 1 nos. 6 16A socket controlled by1nos 6 16A switch |  | Nos. | 30.000 | 0.00 | 0.00
231 | l | I phase, 2 Nos x 5 15 amp, bakelite socket switch, housed in Fabricated SS Panel suitable for hanging arrangement for Kitchen equipments. (having Two outlet 6 modular plate) |  | Nos. | 1.000 | 0.00 | 0.00
232 | 16 | Supplying, installation, Testing and commissioning flush mounting floor metallic boxes IP 66 (at terrace level) with 2 nos of 6 16A International switch socket outlet + 1 set of blanking plate for 2 data voice outlet suitable for AMP tyco I o s of following modules complete with all installation kits, accessories, required to finish the installation – Sample will Approved by Client Consultant. Cost of Switches, sockets outlet blanking plat for Data Voice outlets shall be included. |  |  | 0.000 | 0.00 | 0.00
233 | 16.1 | 300mm x 300mm x 65 75 mm |  | Nos. | 0.000 | 0.00 | 0.00
234 | 17 | Supply, installation of temporary lighting power arrangement for construction purpose of with industrial type switch sockets MCB s ELCB s lighting fittings as required to finish the work for interior contractor necessary electrical protections throughout the site for construction work till the handover of site. Contractor shall maintain the saftey rules regulations as per Airport Security Department. The material shall be taken back by the contractor. |  | Job | 1.000 | 0.00 | 0.00
235 |  | TOTAL FOR WIRING ACCESSORIES |  |  | 0.000 | 0.00 | 0.00
236 | VI | LIGHTING FITTINGS |  |  | 0.000 | 0.00 | 0.00
237 |  | Installation, testing commissioning of the following concealed surface mounted or suspended light fixtures AS PER FINAL APPROVAL FROM ARCHITECT CLIENT CONSULTANT with lamps, ballast all necessary mounting supporting accessories. No additional cost shall be paid for supporting. |  |  | 0.000 | 0.00 | 0.00
238 | 1 | 600x600mm PANEL LIGHT |  | Nos. | 1.000 | 0.00 | 0.00
239 | 2 | SURFACE LIGHT |  | Nos. | 1.000 | 0.00 | 0.00
240 | 3 | PENDANT LIGHT-1 |  | Nos. | 4.000 | 0.00 | 0.00
241 | 4 | PENDANT LIGHT-2 |  | Nos. | 11.000 | 0.00 | 0.00
242 | 5 | COB LIGHT |  | Nos. | 5.000 | 0.00 | 0.00
243 | 6 | DECORATIVE WALL LIGHT |  | Nos. | 5.000 | 0.00 | 0.00
244 | 7 | LED STRIP LIGHT |  | Mtr. | 40.000 | 0.00 | 0.00
245 | 8 | HOOD LIGHT |  | Nos. | 5.000 | 0.00 | 0.00
246 | 9 | 600x600mm PANEL LIGHT (Emg) |  | Nos. | 1.000 | 0.00 | 0.00
247 | 10 | PENDANT LIGHT-1 (Emg) |  | Nos. | 2.000 | 0.00 | 0.00
248 |  | TOTAL FOR LIGHTING FIXTURES |  |  | 0.000 | 0.00 | 0.00
249 | VII | EARTHING |  |  | 0.000 | 0.00 | 0.00
250 | 1 | Supply and Installation of Maintenance Free Chemical earthing using Electrode of Size approx. 38 mm dia + - 2mm, 3 metres long bonded with 50x6 copper internal strip complete with excavation, civil works, cast iron cover with backfill compound min. 40 KG. The system shall be CPRI tested. Warranty period of chemical earthing from the date of commissioning shall be 5 years. Warranty implies the voltage between earth and neutral will not exceed 0 volts for earthing pits installed. (Note Body earthing provided by Base builder. We have considered Neutral earthing for UPS Server racks.) |  | Nos. | 0.000 | 0.00 | 0.00
251 | 2 | Supply erection of G.I. strip of 50 x 6 mm used for earthing on wall, cable trays with necessary clamps fixed on wall painted with bituminous paint in an approved manner. |  | Mtr. | 0.000 | 0.00 | 0.00
252 | 3 | Supply erection of G.I. strip of 25 x 3 mm used for earthing on wall, cable trays with necessary clamps fixed on wall painted with bituminous paint in an approved manner. |  | Mtr. | 60.000 | 0.00 | 0.00
253 | 4 | 1 no. 4 sq. mm YY cable in 25mm GI conduit for earthing FOR NETWORK RACK |  | Mtr. | 45.000 | 0.00 | 0.00
254 | 5 | Supplying erecting bare copper conductor of 8 swg for earthing purpose |  | Mtr. | 80.000 | 0.00 | 0.00
255 | 7 | Supplying erecting bare GI conductor of 8 swg for earthing purpose |  | Mtr. | 0.000 | 0.00 | 0.00
256 | 8 | Supplying erecting bare CU conductor of 12 swg for earthing purpose |  | Mtr. | 0.000 | 0.00 | 0.00
257 | 9 | Supplying installation testing commissioning of earth terminal box |  | Nos. | 0.000 | 0.00 | 0.00
258 |  | TOTAL FOR EARTHING |  |  | 0.000 | 0.00 | 0.00
259 | VIII | MISCELLANEOUS |  |  | 0.000 | 0.00 | 0.00
260 | 1 | Supply Installation of 6A 3 pin plug top |  | Nos. | 5.000 | 0.00 | 0.00
261 | 2 | Supply Installation of 16A 3 pin plug top |  | Nos. | 6.000 | 0.00 | 0.00
262 | 3 | Supply, installation, testing commissioning of Cat-6 FRLS Cable for Lighting Automation |  | Mtr. | 0.000 | 0.00 | 0.00
263 | 4 | Supply laying of Rubber Mats, CPRI tested conforming to standards like BS 921, ASTM-D 178 IEC 479 for different operatng voltage ratings as below. |  |  | 0.000 | 0.00 | 0.00
264 |  | Supply of 2M x 1M Rubber mat suitable for operatng voltage upto 1.1 KV |  | Set | 1.000 | 0.00 | 0.00
265 | 5 | Supply fixing of approved shock treatment chart written in English and in local Language. The chart shall be framed in Teakwood and covered with glass. |  | Nos. | 1.000 | 0.00 | 0.00
266 | 6 | Supply fixing of approved Fire Alarm evacuation plan chart written in English and in local Language approved by cleint requrements. |  | Nos | 0.000 | 0.00 | 0.00
267 | 7 | Supply fixing of the best quality LT Danger Boards(415V) for of approved shape and size as specified by the local electrical authorities written in English, and local Language |  | Nos. | 1.000 | 0.00 | 0.00
268 | 8 | Supply handed over to client of First Aid Box |  | Set | 0.000 | 0.00 | 0.00
269 | 9 | SITC of Emergency Exit signage (battery operated) approval by client architect consultant. Make Prolite or Equivalent |  | Nos. | 0.000 | 0.00 | 0.00
270 |  | TOTAL FOR MISELANIOUS |  |  | 0.000 | 0.00 | 0.00
271 | IX | LOW VOLTAGE SYSTEM |  |  | 0.000 | 0.00 | 0.00
272 | A | DATA AND TELEPHONE SYSTEM |  |  | 0.000 | 0.00 | 0.00
273 | 1 | Supply Installation of 25mm.dia. GI conduit with pull box junction box all accessories for DATA VOICE WIFI wiring as per the requirement. |  | Mtr. | 120.000 | 0.00 | 0.00
274 | 2 | Providing DATA wiring inside 25mm dia GI conduit from each Data outlet to ICT CP Point by using Indoor Type CAT6A, |  | Mtr. | 200.000 | 0.00 | 0.00
275 | 3 | Supply Installation of Internet Jack Unit RJ-45 suitable for CAT6A |  | Nos. | 8.000 | 0.00 | 0.00
276 | 4 | Supply Installation of make Cat 6A, UTP Patch Cords, with snagless boots, color matched, Blue, 3 Feet |  | Nos. | 8.000 | 0.00 | 0.00
277 | 5 | Supply Installation of make Cat 6A, UTP Patch Cords, with snagless boots, color matched, Blue, 7 Feet |  | Nos. | 8.000 | 0.00 | 0.00
278 | 6 | Supply laying indoors multi-pair 0.5mm dia copper PVC insulated and sheathed, armoured telephone cables on walls, ceiling, cable trays, trunking complete with clamps, cable markers etc. from MDF to the various tag blocks as specified |  |  | 0.000 | 0.00 | 0.00
279 | a | 10 pair cable armoured |  | Mtr. | 40.000 | 0.00 | 0.00
280 | b | 5 pair cable |  | Mtr. | 0.000 | 0.00 | 0.00
281 | c | 3 pair cable |  | Mtr. | 0.000 | 0.00 | 0.00
282 | d. | 2 pair cable |  | Mtr. | 0.000 | 0.00 | 0.00
283 | 7 | Supply installation of telephone tag block with KRONE terminal connectors, G.I.J.B as specified com-plete with all interconnections and jumper connections bet-ween the two tag blocks on all floors as shown on drgs. |  |  | 0.000 | 0.00 | 0.00
284 | a | 50 pair tel. tag block |  | Nos. | 0.000 | 0.00 | 0.00
285 | b | 20 pair tel. tag block |  | Nos. | 1.000 | 0.00 | 0.00
286 | c | 10 pair tel. tag block |  | Nos. | 0.000 | 0.00 | 0.00
287 |  | TOTAL FOR DATA AND TELEPHONE SYSTEM |  |  | 0.000 | 0.00 | 0.00
288 |  | Fire Fighting Systems for AJ Kitchen at Ahmedabad |  | NOS | 1.000 | 0.00 | 0.00
289 | 1 | Providing, laying, jointing, testing and commissioning of G.I. `C Class pipes (IS 1239 (Part-I)-1979) including cutting,threading welding etc providing all malleable galvanized iron fittings conforming to IS 1879, viz. Flanges, bends, tees, elbows,reducers, unions, supporting with G. I. clamps, hangers, M.S. brackets etc. including cutting holes and chases in brick or RCC wall slabs and making good the same to the Approval of Architect consultant,complete including painting with one coat of primer and two or more coats of synthetic enamel paint of approved make and shade. ( Note- Rigid flexible pipe extension from existing line is considered) |  |  | 0.000 | 0.00 | 0.00
290 | i) | 25 mm dia. |  | RMT | 25.000 | 0.00 | 0.00
291 | ii) | 32 mm dia. |  | RMT | 5.000 | 0.00 | 0.00
292 | iii) | 40 mm dia. |  | RMT | 5.000 | 0.00 | 0.00
293 | iv) | 50 mm dia. |  | RMT | 10.000 | 0.00 | 0.00
294 | v) | 65 mm dia. |  | RMT | 5.000 | 0.00 | 0.00
295 | vi) | 80 mm dia. |  | RMT | 0.000 | 0.00 | 0.00
296 | vii) | 100 mm dia. |  | RMT | 0.000 | 0.00 | 0.00
297 | 2 | Providing , fixing testing and commissioning of pendant type sprinkler heads 68 deg. Temp.(Quick response type)-UL listed FM approved |  | No. | 0.000 | 0.00 | 0.00
298 | 3 | Providing , fixing testing and commissioning of concealed type sprinkler heads 68 deg. Temp.(Quick response type)-UL listed FM approved |  | No. | 5.000 | 0.00 | 0.00
299 | 4 | Providing , fixing testing and commissioning of concealed type sprinkler heads 79 deg. Temp.(Quick response type)-UL listed FM approved |  | No. | 2.000 | 0.00 | 0.00
300 | 5 | Providing , fixing testing and commissioning of upright type sprinkler heads 68 deg. temp(Quick response type)- Optional Subject to liasion team requirements |  | No. | 5.000 | 0.00 | 0.00
301 | 6 | Providing , fixing testing and commissioning of upright type sprinkler heads 79 deg. Temp (Quick response type)-UL listed FM approved |  | No. | 2.000 | 0.00 | 0.00
302 | 7 | Providing fixing testing and commissioning of braided UL listed FM approved SS Flexible pipe |  |  | 0.000 | 0.00 | 0.00
303 | i) | 1 MT Long |  | No. | 4.000 | 0.00 | 0.00
304 | ii) | 1.6 MT Long |  | No. | 3.000 | 0.00 | 0.00
305 | 7 | Gun metal chrome finished Ball valves (PN 16) with fittings of screwedend type. |  |  | 0.000 | 0.00 | 0.00
306 | I) | 40 mm dia. |  | No. | 0.000 | 0.00 | 0.00
307 | I) | 32 mm dia. (Sprinkler drain-OPTIONAL) |  | Nos. | 0.000 | 0.00 | 0.00
308 | 8 | Wheel operated Butterfly Valves (PN 16) with inbuilt supervisory switch (UL listed and FM approved) with CI Body, Black Nitrile Body Liner and Nylon Coated SG Iron Disc with material and labour including hydraulic testing etc. complete as per drawing, specification to the level of satisfaction of Site- Incharge. |  |  | 0.000 | 0.00 | 0.00
309 | I) | 150 mm dia. |  | No. | 0.000 | 0.00 | 0.00
310 | I) | 100 mm dia. (OPTIONAL) |  | No. | 0.000 | 0.00 | 0.00
311 | I) | 65 mm dia. |  | No. | 1.000 | 0.00 | 0.00
312 | 9 | 6kg capacity ABC type dry chemical powder fire Extinguishers with wall mounting brackets |  | Nos. | 4.000 | 0.00 | 0.00
313 | 10 | 6kg capacity K type fire Extinguishers with wall mounting brackets |  | No. | 1.000 | 0.00 | 0.00
314 | 11 | 5kg capacity CO2 type fire Extinguishers with wall mounting brackets |  | No. | 1.000 | 0.00 | 0.00
315 | 12 | 9Lit AR-AFFF type fire Extinguishers with wall mounting brackets |  | Nos. | 0.000 | 0.00 | 0.00
316 | 13 | Flow switch on sprinkler distribution header on floor with 2 SPDT contacts suitably rated, capable of the high pressure system and connected to fire alarm panel through cable. (OPTIONAL IF REQUIRED BY CLIENT) |  |  | 0.000 | 0.00 | 0.00
317 | i) | 65 mm dia. |  | No. | 1.000 | 0.00 | 0.00
318 | 14 | Ceasefire 5 Kg Ceiling Mounted Fire Extinguisher Clean Agent FE-36, Zero ODP, Stored Pressure Type, Pressure Gauge, Gross Weight 7.7 Kg, empty Weight 2.7 Kg, Can Height 264MM, Diameter 240MM,Discharge Time less than 8 Secs, Auto discharge mechanism on temperature rise, applicable on Class A,B,C and electrically started Fire, Can Construction Deep drawn Co2 Mig welded, Valve Construction Forging Machining, Internal Coating of Can Epoxy Powder coating, External Coating of Can Epoxy Polyster Powder coating, Sheet metal thickness 2.0MM, Helium Leak Detection Test, 5 Years Warranty-model no 1CH21CF |  | No. | 0.000 | 0.00 | 0.00
319 |  | SUB-TOTAL |  |  | 0.000 | 0.00 | 0.00
320 | Note : | Taxes Extra as applicable. |  |  | 0.000 | 0.00 | 0.00
321 |  | Music System for AJ Kitchen at Ahmedabad |  | NOS | 1.000 | 0.00 | 0.00
322 | A | PA MUSIC SYSTEM EQUIPMENTS SUPPLY |  |  | 0.000 | 0.00 | 0.00
323 | 1 | Supply Installation of JBL make Loudspeaker (6 watt) CEILING SPKR to match with Airport PA System |  | Nos. | 3.000 | 0.00 | 0.00
324 | 2 | Supply of JBL make Loudspeaker 20 watt wall mount SPKR |  | Nos. | 0.000 | 0.00 | 0.00
325 | 3 | Supply, installation, testing commissioning of Control 24CT Microplus JBL make Speakers |  | Nos. | 0.000 | 0.00 | 0.00
326 | 4 | Supply of Amplifier with Line matching transformers |  | Nos. | 0.000 | 0.00 | 0.00
327 | 5 | Supply of DSP with Card Model No. BLU-100 BLU 102 |  | Nos. | 0.000 | 0.00 | 0.00
328 | 6 | Supply of ZONE CONTROLLER Model No. BLU-3 |  | Nos. | 0.000 | 0.00 | 0.00
329 | 7 | Supply of Paging Mic Model No. DST-995 |  | Nos. | 0.000 | 0.00 | 0.00
330 | 8 | Supply of DVD Player for BGM |  | Nos. | 0.000 | 0.00 | 0.00
331 | 9 | Supply Laying of 2x2.5 Sq.mm FRLS Speaker Cable. The cost of conduit shall be paid separately. |  | Mtr. | 75.000 | 0.00 | 0.00
332 | 10 | Supply of 3x1.5 Sq.mm FRLS Microphone Cable The cost of conduit shall be paid separately. |  | Mtr. | 0.000 | 0.00 | 0.00
333 | 11 | Supply of 12U (600mmx800mm) Equipment Rack |  | Nos. | 0.000 | 0.00 | 0.00
334 | 12 | Supply Laying of 25mm dia. GI Conduit |  | Mtr. | 30.000 | 0.00 | 0.00
335 |  | SUB TOTAL FOR MUSIC SYSTEM EQUIPMENTS |  |  | 0.000 | 0.00 | 0.00
336 |  | TOTAL FOR MUSIC SYSTEM EQUIPMENTS |  |  | 0.000 | 0.00 | 0.00
337 |  | Plumbing Work for AJ Kitchen at Ahmedabad |  | NOS | 1.000 | 0.00 | 0.00
338 | A | WATER SUPPLY PIPING |  |  | 0.000 | 0.00 | 0.00
339 | 1 | CPVC Pipes conforming to ASTM D-2846, SDR-11 grade and CPVC solvent weld fittings like elbows, tees, couplars, brass threaded adaptors, insert ring etc. suitable for (domestic and flushing) cold applications rated, concealed piping within wall floor including jointing with fittings using solvent cement, brass threaded end fittings for making connection to fixtures. The work shall also include chasing the walls with machine wherever required for concealed piping and making good the same after laying of pipes necessary pressure testing Chasing finishing shall be done with 1 1 cement mixed mortar, restore the same original condition for internal and shaft piping, including necessary hot deep galvanised supports vertical horizontal, as per direction of Site incharge direction. [The rate shall include supply of S.S.screws and nut bolts etc.chasing in walls done by machine] (For Domestic and Flushing water-Toilet internal) (Pipe shall be tested with 1.5 times working pressure as covered in specifications) |  |  | 0.000 | 0.00 | 0.00
340 | 1.1 | 20 mm Dia |  | R.mt | 40.000 | 0.00 | 0.00
341 | 1.2 | 25 mm Dia |  | R.mt | 10.000 | 0.00 | 0.00
342 | 1.3 | 32mm Dia |  | R.mt | 5.000 | 0.00 | 0.00
343 | 1.4 | 40mm Dia |  | R.mt | 0.000 | 0.00 | 0.00
344 | 2 | Providing Fixing of gun metal heavy Ball Valves-PN-16 (approved makes as covered in specification) screwed type for water system of the following diameters. Valve shall have with unions. |  |  | 0.000 | 0.00 | 0.00
345 | 2.1 | 20mm Dia |  | Nos. | 0.000 | 0.00 | 0.00
346 | 2.2 | 25mm Dia |  | Nos. | 1.000 | 0.00 | 0.00
347 | 2.3 | 32mm Dia |  | Nos. | 1.000 | 0.00 | 0.00
348 | 2.4 | 40mm Dia |  | Nos. | 0.000 | 0.00 | 0.00
349 | 3 | Providing ,fixing, testing and commissioning capstan make Water Meter including providing fixing matching Isolation valves ,strainer, non-return valve,complete with all necessary fittings etc screwed type(15Kgs Sq.cm). Valve shall have with union. |  |  | 0.000 | 0.00 | 0.00
350 | 3.1 | 25 mm Dia incoming line |  | Nos. | 1.000 | 0.00 | 0.00
351 | 3.2 | 32 mm Dia incoming line |  | Nos. | 0.000 | 0.00 | 0.00
352 | 3.3 | 40 mm Dia incoming line |  | Nos. | 0.000 | 0.00 | 0.00
353 | 4 | Supply, installation,testing commissioning of Storage Type Electric Hot Water Generator of mentioned capacity, suitable for 3 KG cm2 pressure, Wall Mounted Floor standing type, with Auto Shut-off Thermostat, along with isoltion Valves, Air Release valve, SS flexible connections andall other std accessories |  |  | 0.000 | 0.00 | 0.00
354 | 4.1 | 20 L Capacity- |  | Nos. | 1.000 | 0.00 | 0.00
355 | 5 | Supply, installation,testing commissioning of Stiebel Type Electric Hot Water Generator of mentioned capacity, suitable for 3 KG cm2 pressure, Wall Mounted Floor standing type, with Auto Shut-off Thermostat, along with isoltion Valves, Air Release valve, SS flexible connections andall other std accessories (Optional in pantry) |  |  | 0.000 | 0.00 | 0.00
356 | 5.1 | 3.5kw in pantry- optional |  | Nos. | 0.000 | 0.00 | 0.00
357 | 5.2 | 8kw |  | Nos. | 0.000 | 0.00 | 0.00
358 | 5.3 | 13kw-3ph- Subject to load permits |  | Nos. | 0.000 | 0.00 | 0.00
359 | 6 | SITC of ACO grease trap -model Lipumobil S -Capacity -32 lit ( 0.5 LPS) with all required accessories ( Optional if not part of kitchen consultant Scope) |  | Nos | 1.000 | 0.00 | 0.00
360 | 7 | SITC of SANICOM2 – Heavy Duty Duplex Drain Pump with all required accessories |  | Nos | 1.000 | 0.00 | 0.00
361 | 8 | RO PACKAGE PLANT-Supply , installations, testing and comminissioning of Package RO plant 100 Lit Hr including required pressure pumps panel pressurised tank if any , all assesories, valves and membrance cleaning system, ultra-violet sterilizer, internal piping, presure gages etc (System shall be Auto fill stop and Auto empty start mechanisam) |  | No | 1.000 | 0.00 | 0.00
362 | A | SUB TOTAL OF A |  |  | 0.000 | 0.00 | 0.00
363 | B | DRAINAGE |  |  | 0.000 | 0.00 | 0.00
364 | 1 | uPVC-SWR pipes conforming to IS 13592 92 including fittings conforming to IS-14935 99 and agri type pipes above 100 mm dia. conforming to IS 4985, cutting the pipes to required lengths, laying in the position to required grade and level, jointing, supporting with PVC cleat,hot deep galvanised bracket supports,hot deep galvanised nut-bolts, anchor fastners, PVC coated U-clamp, testing and rectifying leakages for piping within vertical shafts supported on wall hung below slab etc. with all material labor complete and as directed. [The Rate shall include supply and fixing of hotdip galvanised bracket nut bolts PVC Coated U-Clamp and screws] Vertical line bracket shall be fixed at every 0.8 mtr to 1.00 mtr.] (For Waste, Vent -Internal and vertical shaft ). |  |  | 0.000 | 0.00 | 0.00
365 | 1.1 | 40mm Dia |  | R.mt | 5.000 | 0.00 | 0.00
366 | 1.2 | 50mm Dia |  | R.mt | 15.000 | 0.00 | 0.00
367 | 1.3 | 65mm Dia |  | R.mt | 0.000 | 0.00 | 0.00
368 | 1.4 | 75mm Dia |  | R.mt | 20.000 | 0.00 | 0.00
369 | 1.5 | 100 mm Dia |  | R.mt | 5.000 | 0.00 | 0.00
370 | 1.6 | 150 mm Dia |  | R.mt | 0.000 | 0.00 | 0.00
371 | 2 | Supply, Install PVC Floor Trap for the following pipes including making all approved quality Solvent cement joints with material labour etc. all complete as per direction of the engineer-in-charge. |  | Nos. | 2.000 | 0.00 | 0.00
372 | 3 | Supply, Install PVC Multi Floor Trap for the following pipes including making all approved quality Solvent cement joints with material labour etc. all complete as per direction of the engineer-in-charge. |  | Nos. | 1.000 | 0.00 | 0.00
373 |  | SUB TOTAL OF B |  |  | 0.000 | 0.00 | 0.00
374 | D | S.S. GRATING |  |  | 0.000 | 0.00 | 0.00
375 |  | Only installations testing and commissioning of S.S.Gratings |  |  | 0.000 | 0.00 | 0.00
376 | 1 | Making chamber in brick work including internal tiling etc for S.S Grating size, 450mm x 200mm, in 16 swg 25mm x25mm Square Pipe around the Frame and 20mmX 20mm Square pipe in center of frame with SS perforated tray (304 SWR). Complete as per architectural detail drawing Site Engineer s instruction. |  | Nos. | 0.000 | 0.00 | 0.00
377 | 2 | Making chamber in brick work including internal tiling etc for S.S Grating size, 350mm x 350mm, in 16 swg 25mm x25mm Square Pipe around the Frame and 20mmX 20mm Square pipe in center of frame with SS perforated tray (304 SWR). Complete as per architectural detail drawing Site Engineer s instruction. |  | Nos. | 3.000 | 0.00 | 0.00
378 |  | SUB TOTAL -D-S.S. GRATING INSTALLATION ( ONLY INSTALLATIONS) |  |  | 0.000 | 0.00 | 0.00
379 |  | GRAND - TOTAL A , B, C AND D |  |  | 0.000 | 0.00 | 0.00
380 |  | NOTES |  |  | 0.000 | 0.00 | 0.00
381 |  | 1. Taxes and duties shall be Extra as actual |  |  | 0.000 | 0.00 | 0.00
382 |  | 2. Supply and installation of Sanitary fixtures and fitting in th kitchen and toilets |  |  | 0.000 | 0.00 | 0.00
383 |  | 3. Supply of S.S. gratings in kitchen |  |  | 0.000 | 0.00 | 0.00
384 |  | GENERAL NOTES |  |  | 0.000 | 0.00 | 0.00
385 | 1 | The items given in this schedule are provisional. The Contractor shall be paid for the actual quantity of work executed as measured at the site at the rates tendered. The Owner reserves the right to increase or decrease any of the quantities, or to ommit totally any item of work. Any claim by the Contractor on these accounts will not be entertained. |  |  | 0.000 | 0.00 | 0.00
386 | 2 | All the items of work given in this schedule of quantities shall be executed strictly in accordance with the latest Indian Standard Specifications. |  |  | 0.000 | 0.00 | 0.00
387 | 3 | The Contractor shall visit the site and shall satisfy himself as to the conditions under which the work is to be performed. He shall also check and ascertain the location of any existing structure or equipment or any other situation which may affect the work. No extra claim as a consequence of ignorance or on ground of insufficient description will be allowed at a later date. |  |  | 0.000 | 0.00 | 0.00
388 | 4 | All equipment and material shall be IS approved. |  |  | 0.000 | 0.00 | 0.00
389 | 5 | All approvals shall be obtained from Owner Consultant |  |  | 0.000 | 0.00 | 0.00
390 | 6 | All equipment and material shall be inspected at manufacturer’s works as per relevant IS by the Owner or his representative before despatch to site. |  |  | 0.000 | 0.00 | 0.00
391 | 7 | All vendor drawings shall be approved by the Owner Consultant before fabrication work starts. |  |  | 0.000 | 0.00 | 0.00
392 | 8 | All Testing and Commissioning shall be as per relevant details covered in the specifications. All these testing records are to be maintained and submitted for Owner Owner’s representative. |  |  | 0.000 | 0.00 | 0.00
393 | 9 | All items of work under this Contract shall be executed strictly to fulfill the requirements laid down under “Basis of Design” in the specifications. Type of equipment, material specification, methods of installation and testing and type of control shall be in accordance with the specifications, approved shop drawings and the relevant Indian Standards, however capacity of each component and their quantities shall be such as to fulfill the above mentioned requirement. |  |  | 0.000 | 0.00 | 0.00
394 | 10 | The unit rate for all equipment or materials shall include cost in INDIAN RUPEES (INR) for equipment and materials including all taxes and duties and also including forwarding, freight, insurance and transport into Contractor’s store at site, storage, installation, testing, balancing, commissioning and other works required. |  |  | 0.000 | 0.00 | 0.00
395 | 11 | The rate for each item of work included in the Schedule of Quantities shall, unless expressly stated otherwise, include cost of |  |  | 0.000 | 0.00 | 0.00
396 | a | All materials, fixing materials, accessories, appliances tools, plants, equipment, transport, labour and incidentals required in preparation for and in the full and entire execution, testing, balancing, commissioning and completion of work called for in the item and as per Specifications and Drawings. |  |  | 0.000 | 0.00 | 0.00
397 | b | Wastage on materials and labour. |  |  | 0.000 | 0.00 | 0.00
398 | c | Loading, transporting, unloading, handling double handling, hoisting to all levels, setting, fitting and fixing in position, protecting, disposal of debris and all other labour necessary in and for the full and entire execution and for the job in accordance with the contract documents, good practice and recognize principles. |  |  | 0.000 | 0.00 | 0.00
399 | d | Liabilities, obligations and risks arising out of Conditions of Contract. |  |  | 0.000 | 0.00 | 0.00
400 | e | All requirements of Specifications, whether such requirements are mentioned in the item or not. The Specifications and Drawings where available, are to be read as complimentary to and part of the Schedule of Quantities and any work called for in one shall be taken as required for all. |  |  | 0.000 | 0.00 | 0.00
401 | f | BOQ shall be read in conjuction with technical specification, drawings,In the event of conflict between Bill of Quantities and other documents including the Specifications and drawings, the most stringent shall apply. The interpretation of the Consultant Project Manager shall be final and binding. |  |  | 0.000 | 0.00 | 0.00
402 | 12 | The Contractor shall procure and bring Materials Equipment to the site only on the basis of drawings approved for construction and shop drawings and not on the basis of Bill of Quantities which are approximate only. This also applies to the Contractor’s requisition for Owner supplied materials. |  |  | 0.000 | 0.00 | 0.00
403 | 13 | The contractor shall cooperate with all trades and agencies working on the site. He shall make provision for hangers, sleeves, structural openings and other requirements well in advance to prevent hold up of progress of the construction schedule. All supports to the civil structure shall be provided with anchor fasteners. |  |  | 0.000 | 0.00 | 0.00
404 | 14 | On award of the work, contractor shall submit a schedule of construction in the form i.e BAR chart for approval of the Project Manager. |  |  | 0.000 | 0.00 | 0.00
405 | 15 | On award of the work the contractor shall be issued three (3) sets of consultant’s drawings. The drawings shall be the basis of contractor’s shop drawings. |  |  | 0.000 | 0.00 | 0.00
406 | 16 | Shop drawings are detailed working drawings coordinated with other trading work, which incorporate the contractor’s details for execution of the work and incorporate equipment manufacturer’s details and dimensions to ensure that the same can be installed in the space provided. |  |  | 0.000 | 0.00 | 0.00
407 | 17 | All shop drawings will be made on AutoCAD and colored prints has to be produced for site work. |  |  | 0.000 | 0.00 | 0.00
408 | 18 | This Schedule shall be fully priced and the extensions and totals duly checked. The rates for all items shall be filled in INK including NIL items. |  |  | 0.000 | 0.00 | 0.00
409 | 19 | No alteration whatsoever is to be made to the text or quantities of this Schedule unless such alteration is authorised in writing by Consultant. Any such alterations, notes or additions shall, unless authorized in writing, be disregarded when tender documents are considered. |  |  | 0.000 | 0.00 | 0.00
410 | 20 | In the event of an error occurring in the amount of the Schedule, as a result of wrong extension of the unit rate and quantity, the unit rate quoted by the tenderer shall be regarded as firm and the extensions shall be amended on the basis of rates. |  |  | 0.000 | 0.00 | 0.00
411 | 21 | Any error in totaling in the amount column and in carrying forward total shall be corrected. Any error, in description or in quantity, omission of items from this Schedule shall not vitiate this Contract but shall be corrected and deemed to be variation required by the Consultant Project Manager. |  |  | 0.000 | 0.00 | 0.00
412 | 22 | Rates have been called for a number of items of works, as alternatives which, for the present do not form part of the total value of tender. However the rates for these items shall be quoted, with due care so that in the event of choice of an alternative item of work, said rate shall form part of the contract and shall not violate the contract any way. |  |  | 0.000 | 0.00 | 0.00
413 | 23 | The contractor shall , from time to time, clear away all debris and excess materials accumulated at the site failing which the same shall be done by Project Manager at contractor’s risk and cost and cost of clean up shall be deducted from the contractors prorata bill. |  |  | 0.000 | 0.00 | 0.00
414 | 24 | After the devices and equipment have been installed and commissioned, contractor shall cleanup the same and remove all plaster, paints, stains, stickers and other foreign matter or discoloration leaving the same in a ready to use condition. |  |  | 0.000 | 0.00 | 0.00
415 | 25 | On completion of all works, contractor shall demolish all stores, remove all surplus materials and leave the site in a broom clean condition, failing which the same shall be done by the Project Manager at the Contractor ’ risk and cost. Cost of the cleanup shall be deducted from the contractor’s bills on pro-rata basis in proportion to his contact value. |  |  | 0.000 | 0.00 | 0.00
416 | 26 | Provision for scaffolding if any required at site , contactor shall need to be provided. |  |  | 0.000 | 0.00 | 0.00
417 | 27 | Remove existing drain and water supply lines which are not required. Clean the site for new installations. |  |  | 0.000 | 0.00 | 0.00
418 |  | CCTV requirement for AJ Kitchen at Ahmedabad |  | NOS | 1.000 | 0.00 | 0.00
419 | II | CCTV SURVIELLIANCE SYSTEM |  |  | 0.000 | 0.00 | 0.00
420 | 1 | Supply, Istallation, Testing Commissioning of 5MP HD Dome Camera Model No. DS-2CE76HOTITMFS |  | Nos. | 5.000 | 0.00 | 0.00
421 | 2 | Supply Installation of 230 12V -20A DC Power Supply Unit for Camera Make MRE ACOORD |  | Set | 1.000 | 0.00 | 0.00
422 | 3 | 4-Channel Embedded DVR, Real Time Recording @ CIF Resolution for all Channels or D1 Resolution on 1st Channel and rest at Real Time @ CIF , Support English OSD, 1 SATA slot available, 230VAC TCP IP Connectivity. (Honeywell Make, HDDVR1004 Model) |  | Nos | 0.000 | 0.00 | 0.00
423 | 4 | 8-Channel Embedded DVR, Real Time Recording @ CIF Resolution for all Channels or D1 Resolution on 1st Channel and rest at Real Time @ CIF , Support English OSD, 1 SATA slot available, 230VAC TCP IP Connectivity. (Honeywell Make, HDDVR1008 Model) |  | Nos | 1.000 | 0.00 | 0.00
424 | 5 | VGA Flat screen TFT 21 high resolution Monitor with power supply complete |  | No. | 0.000 | 0.00 | 0.00
425 | 6 | 8 TB Hard Disk (15 Days) |  | No. | 1.000 | 0.00 | 0.00
426 | 7 | Supply Instllation of Power connector |  | No. | 5.000 | 0.00 | 0.00
427 | 8 | Supply Installation of co-axial connector |  | No. | 10.000 | 0.00 | 0.00
428 | 9 | Supply laying of 2C x 1.5 sq. mm non-FRLS flexible PVC insulated cable with GI conduit FOR POWER SUPPLY |  | Mtr | 50.000 | 0.00 | 0.00
429 | 10 | Supply laying of RT-3 Co-axial Power FRLS Cable |  | Mtr | 125.000 | 0.00 | 0.00
430 | 11 | Supply Laying of 25mm dia. GI Conduit |  | Mtr | 60.000 | 0.00 | 0.00
431 | 12 | Supply laying of RG6 cable for video transmission from all cameras to DVR located in Server Room with PVC conduit. |  | Mtr | 0.000 | 0.00 | 0.00
432 |  | TOTAL FOR CCTV SYSTEM |  |  | 0.000 | 0.00 | 0.00
433 |  | Civil & Interior work for AJ Kitchen Ahmedabad |  | NOS | 1.000 | 0.00 | 0.00
434 |  | SECTION 02 - FINISHES (WALL, FLOOR, CEILING DOORS) |  |  | 0.000 | 0.00 | 0.00
435 |  | The Contractor is referred to the Specifications and Drawings for all details related to this Section of the works and he is to include for complying with all the requirement contained therein, whether or not they are specifically mentioned within the items description. |  |  | 0.000 | 0.00 | 0.00
436 | 1 | Partition walls |  |  | 0.000 | 0.00 | 0.00
437 | 1.01 | Supply and installation of fire rated calcium silicate board Partition Wall with the necessory supports, fittings and fixtures (excluding final finishes). Purposed height of kitchen partition wall is 4925mm and pot wash room is 3000mm, it may be change as per site conditions. Note Framing and double side board to be installed. Final Finishies price to be quoted in wall finishes section. |  | SQM | 41.000 | 0.00 | 0.00
438 | 1.02 | Supply and installation of fire rated calcium silicate board cladding on the existing walls in the Kitchen pot wash area to pass the MEP services to receive the final finishes with the necessory supports, fittings and fixtures (excluding final finishes). Purposed height is 3000mm, it may be change as per site conditions. Note Framing and single side board to be installed on existing wall. Final Finishies price to be quoted in wall finishes section. |  | SQM | 25.000 | 0.00 | 0.00
439 |  | Supply and installation of fire rated Gypsum board cladding on the existing walls to pass the MEP services to receive the final finishes with the necessory supports, fittings and fixtures in the FOH dining area walls. (excluding final finishes). Purposed height is 3150mm, it may be change as per site conditions. Note Framing and single side board to be installed on existing wall. Final Finishies price to be quoted in wall finishes section. |  | SQM | 66.000 | 0.00 | 0.00
440 | 2 | FLOOR FINISHES |  |  | 0.000 | 0.00 | 0.00
441 |  | Floor tiles finishes including grouting, pointing, polishing, backing and etc. as required to complete all in accordance with drawings and specifications as per client approval. |  |  | 0.000 | 0.00 | 0.00
442 | 2.01 | 160mm thick concrete floor screeding to raise the floor to accomodate the drainage pipes and floor gratings to receive floor finish in the Kitchen FOH counter areas; all in accordance with drawings site conditions. Note Total height of floor to be raised including floor finishes is 200mm in the kitchen FOH counter area only |  | SQM | 28.000 | 0.00 | 0.00
443 | 2.02 | Supply installation of water proofing with all necessary items; all in accordance with drawings and below mentioned specification. Note Detailed specifications of the materials to be submitted to client. |  |  | 0.000 | 0.00 | 0.00
444 |  | Wet Areas 2 Layers of 4mm thick SBS Bituminous membrane with 24-hour water ponding test including the sealing of Cores in the slab walls (inspected and approved from airports team). |  | SQM | 34.000 | 0.00 | 0.00
445 | 2.03 | Supply and installation of self levelling with all necessary items; all in accordance with drawings. |  | SQM | 62.000 | 0.00 | 0.00
446 | 2.04 | Supply and installation of anti-skid 600 x 600 mm white floor tile in the kitchen Pot wash area as per the drawings and renders. Note Material to be approved by Clients team. |  | SQM | 12.000 | 0.00 | 0.00
447 | 2.05 | Supply and installation of Stone Plastic Composite (SPC) flooring in the FOH dining area area; colour design as per drawings render. Note material to be approved by Clients Team |  | SQM | 25.000 | 0.00 | 0.00
448 | 2.06 | Supply and installation of anti skid 300 x 300 mm designer floor tile in the FOH area; colour design as per drawings render. Note material to be approved by Clients Team |  | SQM | 26.000 | 0.00 | 0.00
449 | 3 | SKIRTING |  |  | 0.000 | 0.00 | 0.00
450 | 3.01 | supply installation of 100mm wooden skirting matching wall color as per the renders drawings. Note material to be approved by Clients Team |  | RM | 28.000 | 0.00 | 0.00
451 | 4 | WALL FINISHES |  |  | 0.000 | 0.00 | 0.00
452 |  | Kitchen Pot Wash areas |  |  | 0.000 | 0.00 | 0.00
453 | 4.01 | Supply installation of 300x300 mm White wall tile in the kitchen Pot wash area as per drawings and renders. Note material to be approved by Clients Team. Considered Ceiling height in kitchen is 2800mm |  | SQM | 52.000 | 0.00 | 0.00
454 | 4.02 | Allow sum for the supply and Installation of SS corner beeding on the corners of kitchen wall tiles. |  | LS | 1.000 | 0.00 | 0.00
455 |  | FOH Dining areas |  |  | 0.000 | 0.00 | 0.00
456 | 4.03 | Supply Painiting of matt finish paint of approved color on the walls of dining FOH area as per the drawings renders Note Material to be approved by clients Team |  | SQM | 86.000 | 0.00 | 0.00
457 | 4.04 | Supply installation of WOODEN MOULDING STRIP finished with paint of approved colour on the walls of Dining FOH area as per drawings and renders. Note Material to be approved by clients Team |  | RM | 187.000 | 0.00 | 0.00
458 |  | Front Elevation area. |  |  | 0.000 | 0.00 | 0.00
459 | 4.05 | Supply installation of Wooden moulding strip finished with approved colour on the front elevation as per drawings and renders. Note Material to be approved by clients Team |  | RM | 4.000 | 0.00 | 0.00
460 | 5 | GYPSUM WORKS |  |  | 0.000 | 0.00 | 0.00
461 | 5.01 | Supply installation of fire rated bulkhead gypsum above the hood in white paint matt finish. Paint shall be included, as per the below hood sizes. Considered Ceiling height in kitchen is 2800mm |  |  | 0.000 | 0.00 | 0.00
462 |  | Hood - Hot Cooking line 2400 L x 1000 W x 400 H mm |  | LS | 1.000 | 0.00 | 0.00
463 | 6 | CEILING WORKS |  |  | 0.000 | 0.00 | 0.00
464 | 6.01 | Supply Installation of 600x600 mm metal tile ceiling in the Kitchen Pot wash area with necessary support, fixtures accessories as per drawings renders Note Material to be approved by Clients Team. |  | SQM | 12.000 | 0.00 | 0.00
465 | 6.02 | Supply and Installation of Metal 3x3cm mesh ceiling with fire rated hanging flowers in the FOH Dining areas including the final finishes with necessary support, fixtures accessories as per drawings renders. Note Material to be approved by Clients Team. This ceiling will be Mesh type so that flower can be hanged. |  | SQM | 23.000 | 0.00 | 0.00
466 | 6.03 | Supply and Installation of fire rated Gypsum false ceiling with cove (for cove lights provision) in the the FOH dining area with paint in White color finishes with necessary support, fixtures accessories as per drawings renders, refer to RCP layout. Including access panel door as per the MEP services and Cutting finishing for the AC grill diffuser and lights. Note Material to be approved by Clients Team. Running meter of cove has included in total quantity (32.45m) |  | SQM | 53.000 | 0.00 | 0.00
467 | 6.04 | Supply and painting with matt finish paint on the slab walls of void ceiling area of FOH dinning, including paints on all MEP services metal ceiling parts. Note color to be selected approved by Clients Team. |  | LS | 1.000 | 0.00 | 0.00
468 | 7 | DOORS WINDOWS |  |  | 0.000 | 0.00 | 0.00
469 | 7.01 | Supply and installation of heavy duty single leaf both side swing fire rated wooden door (KITCHEN DOOR FLUSHED TO WALL INVISIBLE TYPE FINISHED WITH SAME WALL COLOUR) with the door frame for kitchen, including all the fittings accessories as per the drawings and renders. Groove to be provided as per drawing and render. Dim 2200H x 900W mm Note Door frame should not be visible from Customer dining area. |  | Nos | 1.000 | 0.00 | 0.00
470 | 8 | Miscellaneous works |  |  | 0.000 | 0.00 | 0.00
471 | 8.01 | Allow sum for the closing of wall opening using foams. |  | LS | 1.000 | 0.00 | 0.00
472 | 8.02 | Allow sum for the Kitchen equipment equipment unloading and shifting till outlet |  | LS | 1.000 | 0.00 | 0.00
473 |  | SECTION 02 - WALL, FLOOR, CEILING FINISHES, DOORS SANITRY WORKS |  |  | 0.000 | 0.00 | 0.00
474 |  | Generally |  |  | 0.000 | 0.00 | 0.00
475 | 1 | The Contractor will list here price of any items shown on the drawings, mentioned in the Specifications or required for the satisfactory completion of this section, but not mentioned in above BOQ list. Any such items not listed below shall be deemed to be included |  |  | 0.000 | 0.00 | 0.00