## Price Comparison
|  | RFQ No: R0255 COST COMPARISON REPORT | RFQ No: R0255 COST COMPARISON REPORT | RFQ No: R0255 COST COMPARISON REPORT | Comp. Date : 13/03/2024 | Comp. Date : 13/03/2024 | Comp. Date : 13/03/2024 | Vendor Name : Red Room Referesh interiors Pvt. Ltd. (RV232409799) | [5 empty] | Vendor Name : KMS INTERIOR (RV232410212) | [5 empty] | Vendor Name : Distint India Enterprises LLP (RV232421254)
|  | RFQ No: R0255 COST COMPARISON REPORT | RFQ No: R0255 COST COMPARISON REPORT | RFQ No: R0255 COST COMPARISON REPORT | RFQ #: R0255 | RFQ #: R0255 | RFQ #: R0255 | Contact Name : Jayant | [5 empty] | Contact Name : Kundan Suthar | [5 empty] | Contact Name : Sanjay Jain
|  | RFQ No: R0255 COST COMPARISON REPORT | RFQ No: R0255 COST COMPARISON REPORT | RFQ No: R0255 COST COMPARISON REPORT | RFQ Date : 06/03/2024 10:44:22 | RFQ Date : 06/03/2024 10:44:22 | RFQ Date : 06/03/2024 10:44:22 | Vendor City : Delhi | [5 empty] | Vendor City : | [5 empty] | Vendor City :
|  | RFQ No: R0255 COST COMPARISON REPORT | RFQ No: R0255 COST COMPARISON REPORT | RFQ No: R0255 COST COMPARISON REPORT | BCD Date : | BCD Date : | BCD Date : | Telephone # : 9999984384 | [5 empty] | Telephone # : | [5 empty] | Telephone # :
|  | RFQ No: R0255 COST COMPARISON REPORT | RFQ No: R0255 COST COMPARISON REPORT | RFQ No: R0255 COST COMPARISON REPORT |  |  |  | Mobile # : 9999984384 | [5 empty] | Mobile # : | [5 empty] | Mobile # : 98102 60645
PR Number : TFS-2324-00084,TFS-2324-00085,TFS-2324-00086,TFS-2324-00087 | PR Number : TFS-2324-00084,TFS-2324-00085,TFS-2324-00086,TFS-2324-00087 | PR Number : TFS-2324-00084,TFS-2324-00085,TFS-2324-00086,TFS-2324-00087 | PR Number : TFS-2324-00084,TFS-2324-00085,TFS-2324-00086,TFS-2324-00087 | PR Number : TFS-2324-00084,TFS-2324-00085,TFS-2324-00086,TFS-2324-00087 | PR Number : TFS-2324-00084,TFS-2324-00085,TFS-2324-00086,TFS-2324-00087 | PR Number : TFS-2324-00084,TFS-2324-00085,TFS-2324-00086,TFS-2324-00087 | PR Number : TFS-2324-00084,TFS-2324-00085,TFS-2324-00086,TFS-2324-00087 | Email : info.rrrinteriors@gmail.com | [5 empty] | Email : pravin.takle@kapcocatering.com | [5 empty] | Email : di.sanjayjain@gmail.com
Package / RFQ Name : civil, PLB, Electrical & fire work GIANIS | Package / RFQ Name : civil, PLB, Electrical & fire work GIANIS | Package / RFQ Name : civil, PLB, Electrical & fire work GIANIS | Package / RFQ Name : civil, PLB, Electrical & fire work GIANIS | Package / RFQ Name : civil, PLB, Electrical & fire work GIANIS | Package / RFQ Name : civil, PLB, Electrical & fire work GIANIS | Package / RFQ Name : civil, PLB, Electrical & fire work GIANIS | Package / RFQ Name : civil, PLB, Electrical & fire work GIANIS | Round # : 3 (Auction) | [5 empty] | Round # : 3 (Auction) | [5 empty] | Round # : 3 (Auction)
Buyer : Jogeswar Sahu / Technical : / Approver : | Buyer : Jogeswar Sahu / Technical : / Approver : | Buyer : Jogeswar Sahu / Technical : / Approver : | Buyer : Jogeswar Sahu / Technical : / Approver : | Buyer : Jogeswar Sahu / Technical : / Approver : | Buyer : Jogeswar Sahu / Technical : / Approver : | Buyer : Jogeswar Sahu / Technical : / Approver : | Buyer : Jogeswar Sahu / Technical : / Approver : | Quotation Date : |  |  | Quotation Validity Date : |  |  | Quotation Date : |  |  | Quotation Validity Date : |  |  | Quotation Date : |  |  | Quotation Validity Date :
Comp. # : 3 | Comp. # : 3 | Comp. # : 3 | Comp. # : 3 | Comp. # : 3 | Currency :INR | Currency :INR | Currency :INR | Buyer Remark : . | [5 empty] | Buyer Remark : | [5 empty] | Buyer Remark :
Comp. # : 3 | Comp. # : 3 | Comp. # : 3 | Comp. # : 3 | Comp. # : 3 | BUDGET PRICE : | .00 |  | Quote Currency : INR | [5 empty] | Quote Currency : INR | [5 empty] | Quote Currency : INR
# | Item Code | Item Description | Unit | Qty | Last PO Details | Lowest Unit Rate | Lowest Vendor | First Bid | Disc % | GST % | Technical | Unit Price | Total | First Bid | Disc % | GST % | Technical | Unit Price | Total | First Bid | Disc % | GST % | Technical | Unit Price | Total
1 |  | PLUMBING WORK | EA | 1.00 |  | 85000.00 | Distint India Enterprises LLP | 92210.00 | 0.00 | 0.00 |  | 92,210.00 | 92,210.00 | 146500.00 | 0.00 | 0.00 |  | 135,000.00 | 135,000.00 | 102740.00 | 0.00 | 0.00 |  | 85,000.00 | 85,000.00
2 |  | FIRE WORK FOR GIANIS | LOT | 1.00 |  | 17070.00 | Red Room Referesh interiors Pvt. Ltd. | 17070.00 | 0.00 | 0.00 |  | 17,070.00 | 17,070.00 | 19840.00 | 0.00 | 0.00 |  | 19,840.00 | 19,840.00 | 21030.00 | 0.00 | 0.00 |  | 18,000.00 | 18,000.00
3 |  | PR GIANIS ELECTRICAL WORK | LOT | 1.00 |  | 195000.00 | KMS INTERIOR | 204850.00 | 0.00 | 0.00 |  | 204,850.00 | 204,850.00 | 221905.00 | 0.00 | 0.00 |  | 195,000.00 | 195,000.00 | 270005.00 | 0.00 | 0.00 |  | 200,000.00 | 200,000.00
4 |  | PR FOR GIANIS INTERIORS DESIGN | LOT | 1.00 |  | 225345.00 | Red Room Referesh interiors Pvt. Ltd. | 225345.00 | 0.00 | 0.00 |  | 225,345.00 | 225,345.00 | 278130.00 | 0.00 | 0.00 |  | 260,000.00 | 260,000.00 | 426455.00 | 0.00 | 0.00 |  | 340,000.00 | 340,000.00
Item Total | [8 empty] | .00 | .00 |  |  | 539,475.00 |  | .00 | .00 |  |  | 609,840.00 |  | .00 | .00 |  |  | 643,000.00
Discount Total Value | [7 empty] | Grand Dis. Amt | .00 |  |  |  | .00 | Grand Dis. Amt | .00 |  |  |  | .00 | Grand Dis. Amt | .00 |  |  |  | .00
GST Total Amount | [12 empty] | .00 | [5 empty] | .00 | [5 empty] | .00
Net Landed Cost | [11 empty] | INR | 539,475.00 |  |  |  |  | INR | 609,840.00 |  |  |  |  | INR | 643,000.00
Vendor Status | [7 empty] | Round # : 3 (Auction) | Round # : 3 (Auction)
Sr No. | Vendor Code | Vendor Name | [5 empty] | Status | Remarks
1 | RV232421254 | Distint India Enterprises LLP | [5 empty] | Participate
2 | RV232409799 | Red Room Referesh interiors Pvt. Ltd. | [5 empty] | Participate
3 | RV232410212 | KMS INTERIOR | [5 empty] | Participate
4 | RV232410155 | V S CONSTRUCTION | [5 empty] | Not Participate
5 | RV232410150 | VYAN VENTURES PRIVATE LIMITED | [5 empty] | Not Participate

## BOQ Price Bid
|  | RFQ No: R0255 COST COMPARISON REPORT | RFQ No: R0255 COST COMPARISON REPORT | Comp. Date : 13/03/2024 | Comp. Date : 13/03/2024 | Comp. Date : 13/03/2024 | Vendor Name : Red Room Referesh interiors Pvt. Ltd. | Vendor Name : Red Room Referesh interiors Pvt. Ltd. | Vendor Name : KMS INTERIOR | Vendor Name : KMS INTERIOR | Vendor Name : Distint India Enterprises LLP | Vendor Name : Distint India Enterprises LLP
|  | RFQ No: R0255 COST COMPARISON REPORT | RFQ No: R0255 COST COMPARISON REPORT | RFQ #: R0255 | RFQ #: R0255 | RFQ #: R0255 | Contact Name : Jayant | Contact Name : Jayant | Contact Name : Kundan Suthar | Contact Name : Kundan Suthar | Contact Name : Sanjay Jain | Contact Name : Sanjay Jain
|  | RFQ No: R0255 COST COMPARISON REPORT | RFQ No: R0255 COST COMPARISON REPORT | RFQ Date : 06/03/2024 10:44:22 | RFQ Date : 06/03/2024 10:44:22 | RFQ Date : 06/03/2024 10:44:22 | Vendor City : Delhi | Vendor City : Delhi | Vendor City : | Vendor City : | Vendor City : | Vendor City :
|  | RFQ No: R0255 COST COMPARISON REPORT | RFQ No: R0255 COST COMPARISON REPORT | BCD Date : | BCD Date : | BCD Date : | Telephone # : 9999984384 | Telephone # : 9999984384 | Telephone # : | Telephone # : | Telephone # : | Telephone # :
|  | RFQ No: R0255 COST COMPARISON REPORT | RFQ No: R0255 COST COMPARISON REPORT |  |  |  | Mobile # : 9999984384 | Mobile # : 9999984384 | Mobile # : | Mobile # : | Mobile # : 98102 60645 | Mobile # : 98102 60645
PR Number : TFS-2324-00084,TFS-2324-00085,TFS-2324-00086,TFS-2324-00087 | PR Number : TFS-2324-00084,TFS-2324-00085,TFS-2324-00086,TFS-2324-00087 | PR Number : TFS-2324-00084,TFS-2324-00085,TFS-2324-00086,TFS-2324-00087 | PR Number : TFS-2324-00084,TFS-2324-00085,TFS-2324-00086,TFS-2324-00087 | PR Number : TFS-2324-00084,TFS-2324-00085,TFS-2324-00086,TFS-2324-00087 | PR Number : TFS-2324-00084,TFS-2324-00085,TFS-2324-00086,TFS-2324-00087 | PR Number : TFS-2324-00084,TFS-2324-00085,TFS-2324-00086,TFS-2324-00087 | Email : info.rrrinteriors@gmail.com | Email : info.rrrinteriors@gmail.com | Email : pravin.takle@kapcocatering.com | Email : pravin.takle@kapcocatering.com | Email : di.sanjayjain@gmail.com | Email : di.sanjayjain@gmail.com
Package / RFQ Name : civil, PLB, Electrical & fire work GIANIS | Package / RFQ Name : civil, PLB, Electrical & fire work GIANIS | Package / RFQ Name : civil, PLB, Electrical & fire work GIANIS | Package / RFQ Name : civil, PLB, Electrical & fire work GIANIS | Package / RFQ Name : civil, PLB, Electrical & fire work GIANIS | Package / RFQ Name : civil, PLB, Electrical & fire work GIANIS | Package / RFQ Name : civil, PLB, Electrical & fire work GIANIS | Round # : 3 (Auction) | Round # : 3 (Auction) | Round # : 3 (Auction) | Round # : 3 (Auction) | Round # : 3 (Auction) | Round # : 3 (Auction)
Buyer : Jogeswar Sahu | Buyer : Jogeswar Sahu | Buyer : Jogeswar Sahu | Buyer : Jogeswar Sahu | Buyer : Jogeswar Sahu | Buyer : Jogeswar Sahu | Buyer : Jogeswar Sahu | Techanical Score : | Techanical Score : | Techanical Score : | Techanical Score : | Techanical Score : | Techanical Score :
Comp. # : 3 | Comp. # : 3 | Comp. # : 3 | Comp. # : 3 | Currency :INR | Currency :INR | Currency :INR | Quotation Date : | Quotation Date : | Quotation Date : | Quotation Date : | Quotation Date : | Quotation Date :
Comp. # : 3 | Comp. # : 3 | Comp. # : 3 | Comp. # : 3 | BUDGET PRICE :.00 | BUDGET PRICE :.00 | BUDGET PRICE :.00 | Quotation Validity Date : | Quotation Validity Date : | Quotation Validity Date : | Quotation Validity Date : | Quotation Validity Date : | Quotation Validity Date :
Sr No. | Item Code | Item Name | Item Description | UOM | Qty | Minimum Amount | Unit Price | Amount | Unit Price | Amount | Unit Price | Amount
1 |  | PLUMBING WORK | PLUMBING WORK | EA | 1.000 |  |  | 92,210.00 |  | 146,500.00 |  | 102,740.00
1 |  | WATER SUPPLY PIPING | WATER SUPPLY PIPING
2 |  | Providing and fixing Chlorinated Polyvinyl Chloride (CPVC) pipes SDR 11, having thermal stability for hot cold water supply including all CPVC plain brass threaded fittings i c fixing the pipe with clamps at 1.00 m spacing. This includes jointing of pipes fittings with one step CPVC solvent cement and the cost of cutting chases and making good the same including testing of joints complete as per direction of Engineer in Charge. (Concealed work including cutting chases and making good the walls etc.,) Pressure Testing (Pipe shall be tested with 1.5 times working pressure as covered in specifications) | Providing and fixing Chlorinated Polyvinyl Chloride (CPVC) pipes SDR 11, having thermal stability for hot cold water supply including all CPVC plain brass threaded fittings i c fixing the pipe with clamps at 1.00 m spacing. This includes jointing of pipes fittings with one step CPVC solvent cement and the cost of cutting chases and making good the same including testing of joints complete as per direction of Engineer in Charge. (Concealed work including cutting chases and making good the walls etc.,) Pressure Testing (Pipe shall be tested with 1.5 times working pressure as covered in specifications)
3 |  | 15 mm Dia | 15 mm Dia | R.mt | 0.000 | .00 | 0.00 | .00 | 0.00 | .00 | 0.00 | .00
4 |  | 20 mm Dia | 20 mm Dia | R.mt | 17.000 | .00 | 0.00 | .00 | 0.00 | .00 | 0.00 | .00
5 |  | 25 mm Dia | 25 mm Dia | R.mt | 7.000 | 1,015.00 | 350.00 | 2,450.00 | 145.00 | 1,015.00 | 540.00 | 3,780.00
6 |  | 32mm Dia | 32mm Dia | R.mt | 0.000 | .00 | 400.00 | .00 | 210.00 | .00 | 850.00 | .00
7 |  | Providing fixing gun metal lever operated ball valve. Tested to a pressure of 15 Kg Sqcm. Including flanges union, nuts, bolts, washer etc. Complete as required. | Providing fixing gun metal lever operated ball valve. Tested to a pressure of 15 Kg Sqcm. Including flanges union, nuts, bolts, washer etc. Complete as required.
8 |  | 20mm Dia | 20mm Dia | Nos. | 0.000 | .00 | 0.00 | .00 | 500.00 | .00 | 0.00 | .00
9 |  | 25mm Dia | 25mm Dia | Nos. | 2.000 | 3,600.00 | 1800.00 | 3,600.00 | 1800.00 | 3,600.00 | 5500.00 | 11,000.00
10 |  | 32mm Dia | 32mm Dia | Nos. | 0.000 | .00 | 0.00 | .00 | 600.00 | .00 | 0.00 | .00
11 |  | 40mm Dia | 40mm Dia | Nos. | 0.000 | .00 | 1500.00 | .00 | 1950.00 | .00 | 4500.00 | .00
12 |  | Providing, fixing, testing and commissioning of NRV with forged brass body, brass diaphram and SS seal in water supply pipes. Complete as required. | Providing, fixing, testing and commissioning of NRV with forged brass body, brass diaphram and SS seal in water supply pipes. Complete as required.
13 |  | 25mm Dia | 25mm Dia | Nos. | 1.000 | 350.00 | 350.00 | 350.00 | 2500.00 | 2,500.00 | 750.00 | 750.00
14 |  | Providing, fixing, testing and commissioning of Y STRAINER FLANGED END EPOXY COATED WITH SS SCREEN (CR16B) | Providing, fixing, testing and commissioning of Y STRAINER FLANGED END EPOXY COATED WITH SS SCREEN (CR16B)
15 |  | 25mm Dia | 25mm Dia | Nos. | 1.000 | .00 | 0.00 | .00 | 110.00 | 110.00 | 0.00 | .00
16 |  | Providing and fixing of brass multijet water meters with magnetic transmision of IS-779 1994 including with rubber gasket, flanges unions, nuts, bolts, washers, etc. complete as required. Make Kranti | Providing and fixing of brass multijet water meters with magnetic transmision of IS-779 1994 including with rubber gasket, flanges unions, nuts, bolts, washers, etc. complete as required. Make Kranti
17 |  | 25 mm Dia incoming line | 25 mm Dia incoming line | Nos. | 1.000 | 90.00 | 150.00 | 150.00 | 90.00 | 90.00 | 215.00 | 215.00
18 |  | 32 mm Dia incoming line | 32 mm Dia incoming line | Nos. | 0.000 | .00 | 0.00 | .00 | 0.00 | .00 | 0.00 | .00
19 |  | 40 mm Dia incoming line | 40 mm Dia incoming line | Nos. | 0.000 | .00 | 1000.00 | .00 | 2500.00 | .00 | 1000.00 | .00
20 |  | Supply, installation,testing commissioning of Storage Type Electric Hot Water Generator of mentioned capacity, suitable for 3 KG cm2 pressure, Wall Mounted Floor standing type, with Auto Shut-off Thermostat, along with isoltion Valves, Air Release valve, SS flexible connections andall other std accessories | Supply, installation,testing commissioning of Storage Type Electric Hot Water Generator of mentioned capacity, suitable for 3 KG cm2 pressure, Wall Mounted Floor standing type, with Auto Shut-off Thermostat, along with isoltion Valves, Air Release valve, SS flexible connections andall other std accessories |  | 0.000 | .00 | 1000.00 | .00 | 2500.00 | .00 | 1000.00 | .00
21 |  | 3 L Capacity- | 3 L Capacity- | Nos. | 1.000 | .00 | 0.00 | .00 | 2000.00 | 2,000.00 | 0.00 | .00
22 |  | 20 L Capacity | 20 L Capacity | Nos. | 0.000 | .00 | 0.00 | .00 | 0.00 | .00 | 0.00 | .00
23 |  | 25 L Capacity- | 25 L Capacity- | Nos. | 0.000 | .00 | 15000.00 | .00 | 45000.00 | .00 | 35000.00 | .00
24 |  | SITC of Eco smart RO 50 LPH Capacity with all required accessories | SITC of Eco smart RO 50 LPH Capacity with all required accessories | Nos | 0.000 | .00 | 0.00 | .00 | 0.00 | .00 | 0.00 | .00
25 |  | SITC of grease trap -model NGT-14 Capacity -25.5 lit ( 28 LPM) with all required accessories( SIZE - | SITC of grease trap -model NGT-14 Capacity -25.5 lit ( 28 LPM) with all required accessories( SIZE - | Nos | 1.000 | .00 | 0.00 | .00 | 0.00 | .00 | 0.00 | .00
26 |  | SITC of grease trap -model NGT-30 Capacity -47.5 lit ( 57 LPM) with all required accessories( SIZE - | SITC of grease trap -model NGT-30 Capacity -47.5 lit ( 57 LPM) with all required accessories( SIZE - | Nos | 0.000 | .00 | 0.00 | .00 | 0.00 | .00 | 0.00 | .00
27 |  | DRAINAGE | DRAINAGE
28 |  | Providing and fixing Upvc SWR pipes ( Class B Heavy Type) including all fittings (plain or door) e.g. bends, junction, cowls, offsets, access pieces, jointing with rubber ring solvent cement joints,jali,clamps including cutting chase or holes in walls and floors and making good where required.( Inside the building) | Providing and fixing Upvc SWR pipes ( Class B Heavy Type) including all fittings (plain or door) e.g. bends, junction, cowls, offsets, access pieces, jointing with rubber ring solvent cement joints,jali,clamps including cutting chase or holes in walls and floors and making good where required.( Inside the building)
29 |  | 50mm Dia | 50mm Dia | R.mt | 3.000 | .00 | 0.00 | .00 | 0.00 | .00 | 0.00 | .00
30 |  | 75mm Dia | 75mm Dia | R.mt | 1.000 | .00 | 0.00 | .00 | 0.00 | .00 | 0.00 | .00
31 |  | 110 mm Dia | 110 mm Dia | R.mt | 5.000 | .00 | 0.00 | .00 | 0.00 | .00 | 0.00 | .00
32 |  | 150 mm Dia | 150 mm Dia | R.mt | 0.000 | .00 | 0.00 | .00 | 0.00 | .00 | 0.00 | .00
33 |  | Providing fixing in position pipe trap of self cleaning design of following sizes for the embedded areas. Making proper connection with , cutting chase hole in floors slabs and bringing the same in proper condition in cement concrete 1 2 4 mix complete as required. including cost of cutting and making good the walls and floors where required. Make | Providing fixing in position pipe trap of self cleaning design of following sizes for the embedded areas. Making proper connection with , cutting chase hole in floors slabs and bringing the same in proper condition in cement concrete 1 2 4 mix complete as required. including cost of cutting and making good the walls and floors where required. Make
34 |  | P-trap 110 mm dia | P-trap 110 mm dia | Each | 0.000 | .00 | 0.00 | .00 | 0.00 | .00 | 0.00 | .00
35 |  | Multi trap 110 mm dia with square grating (Outlet 75MM dia) | Multi trap 110 mm dia with square grating (Outlet 75MM dia) | Each | 0.000 | .00 | 45.00 | .00 | 35.00 | .00 | 45.00 | .00
36 |  | Floor trap 110 mm dia with grating(Outlet 75MM dia) | Floor trap 110 mm dia with grating(Outlet 75MM dia) | Each | 0.000 | .00 | 110.00 | .00 | 120.00 | .00 | 215.00 | .00
37 |  | Nahani trap 110 mm dia with grating(Outlet 75MM dia) | Nahani trap 110 mm dia with grating(Outlet 75MM dia) | Each | 1.000 | 55.00 | 60.00 | 60.00 | 55.00 | 55.00 | 85.00 | 85.00
38 |  | SANITARY AND C. P. FITTINGS FIXTURES | SANITARY AND C. P. FITTINGS FIXTURES
39 |  | Only installation, testing and commissioning of sanitary and C.P. fittings | Only installation, testing and commissioning of sanitary and C.P. fittings
40 |  | Providing and Fixing of S.S. sink without drain board over all size 450Wx700Dx900H mm Single bowl size - with C.P. Brass waste assembly, bottle Trap For sinks with horizontal outlet, (1 1 2 X 40mm) with extension piece wall flange rubbre adopters complete as required. | Providing and Fixing of S.S. sink without drain board over all size 450Wx700Dx900H mm Single bowl size - with C.P. Brass waste assembly, bottle Trap For sinks with horizontal outlet, (1 1 2 X 40mm) with extension piece wall flange rubbre adopters complete as required. | Nos | 1.000 | 215.00 | 250.00 | 250.00 | 220.00 | 220.00 | 215.00 | 215.00
41 |  | Providing and Fixing of RO S.S. sink without drain board over all size 600Wx700Dx850H mm +200 High Single bowl size - with C.P. Brass waste assembly, bottle Trap For sinks with horizontal outlet, (1 1 2 X 40mm) with extension piece wall flange rubbre adopters complete as required. | Providing and Fixing of RO S.S. sink without drain board over all size 600Wx700Dx850H mm +200 High Single bowl size - with C.P. Brass waste assembly, bottle Trap For sinks with horizontal outlet, (1 1 2 X 40mm) with extension piece wall flange rubbre adopters complete as required. | Nos | 0.000 | .00 | 145.00 | .00 | 140.00 | .00 | 185.00 | .00
42 |  | Providing and Fixing of S.S. sink without drain board over all size 450Wx450Dx850H mm High Single bowl size - with C.P. Brass waste assembly, bottle Trap For sinks with horizontal outlet, (1 1 2 X 40mm) with extension piece wall flange rubbre adopters complete as required. | Providing and Fixing of S.S. sink without drain board over all size 450Wx450Dx850H mm High Single bowl size - with C.P. Brass waste assembly, bottle Trap For sinks with horizontal outlet, (1 1 2 X 40mm) with extension piece wall flange rubbre adopters complete as required. | Nos | 1.000 | 165.00 | 165.00 | 165.00 | 250.00 | 250.00 | 185.00 | 185.00
43 |  | Providing and Fixing of Three Bowl S.S. sink without drain board over all size 1500Wx700Dx850H mm +100 High Single bowl size - with C.P. Brass waste assembly, bottle Trap For sinks with horizontal outlet, (1 1 2 X 40mm) with extension piece wall flange rubbre adopters complete as required. | Providing and Fixing of Three Bowl S.S. sink without drain board over all size 1500Wx700Dx850H mm +100 High Single bowl size - with C.P. Brass waste assembly, bottle Trap For sinks with horizontal outlet, (1 1 2 X 40mm) with extension piece wall flange rubbre adopters complete as required. | Nos | 0.000 | .00 | 150.00 | .00 | 70.00 | .00 | 325.00 | .00
44 |  | Providing and Fixing C.P. brass wall mounted table top sink mixer with swinging spout, wall mounted type complete as required. | Providing and Fixing C.P. brass wall mounted table top sink mixer with swinging spout, wall mounted type complete as required. | Nos | 2.000 | 300.00 | 150.00 | 300.00 | 220.00 | 440.00 | 525.00 | 1,050.00
45 |  | Angle Cock with PVC pipe connection upto sink Geyser RO connection | Angle Cock with PVC pipe connection upto sink Geyser RO connection | Nos | 6.000 | 660.00 | 110.00 | 660.00 | 150.00 | 900.00 | 165.00 | 990.00
46 |  | S.S. GRATING | S.S. GRATING
47 |  | SITC of , testing and commissioning of S.S.Gratings | SITC of , testing and commissioning of S.S.Gratings
48 |  | Making chamber in brick work including internal tiling etc for S.S Grating size, 300mm x 300mm, in 16 swg 25mm x25mm Square Pipe around the Frame and 20mmX 20mm Square pipe in center of frame with SS perforated tray (304 SWR). Complete as per architectural detail drawing Site Engineer s instruction. | Making chamber in brick work including internal tiling etc for S.S Grating size, 300mm x 300mm, in 16 swg 25mm x25mm Square Pipe around the Frame and 20mmX 20mm Square pipe in center of frame with SS perforated tray (304 SWR). Complete as per architectural detail drawing Site Engineer s instruction. | Nos. | 2.000 | .00 | 0.00 | .00 | 35000.00 | 70,000.00 | 30000.00 | 60,000.00
2 |  | FIRE WORK FOR GIANIS | FIRE WORK FOR GIANIS | LOT | 1.000 |  |  | 17,070.00 |  | 19,840.00 |  | 21,030.00
49 |  | Supply, laying, testing Commissioning of C class heavy duty MS pipe conforming to IS 3589 1239 for hydrent and sprinkler applications including fittings like elbows, tees, flanges, tapers, nuts bolts, gaskets etc. fixing the pipe on the wall ceiling with suitable clamps, U bolt and including painting of two coats of Red Oxide , painting with two or more coats of synthetic enamel paint of Post office red shade complete as required.The installation includes all civil openings , breakages and making good the same. ( Final Quantity Measure as per site after working ) | Supply, laying, testing Commissioning of C class heavy duty MS pipe conforming to IS 3589 1239 for hydrent and sprinkler applications including fittings like elbows, tees, flanges, tapers, nuts bolts, gaskets etc. fixing the pipe on the wall ceiling with suitable clamps, U bolt and including painting of two coats of Red Oxide , painting with two or more coats of synthetic enamel paint of Post office red shade complete as required.The installation includes all civil openings , breakages and making good the same. ( Final Quantity Measure as per site after working )
50 |  | 25 mm dia | 25 mm dia | Mtr. | 7.000 | .00 | 0.00 | .00 | 350.00 | 2,450.00 | 0.00 | .00
51 |  | 32 mm dia | 32 mm dia | Mtr. | 0.000 | .00 | 0.00 | .00 | 300.00 | .00 | 0.00 | .00
52 |  | 40 mm dia | 40 mm dia | Mtr. | 0.000 | .00 | 0.00 | .00 | 0.00 | .00 | 0.00 | .00
53 |  | 50 mm dia | 50 mm dia | Mtr. | 0.000 | .00 | 0.00 | .00 | 0.00 | .00 | 0.00 | .00
54 |  | 65 mm dia | 65 mm dia | Mtr. | 0.000 | .00 | 0.00 | .00 | 860.00 | .00 | 0.00 | .00
55 |  | 80 mm dia | 80 mm dia | Mtr. | 0.000 | .00 | 0.00 | .00 | 475.00 | .00 | 0.00 | .00
56 |  | 100 mm dia | 100 mm dia | Mtr. | 0.000 | .00 | 0.00 | .00 | 0.00 | .00 | 0.00 | .00
57 |  | 150 mm dia | 150 mm dia | Mtr. | 0.000 | .00 | 0.00 | .00 | 550.00 | .00 | 0.00 | .00
58 |  | 200 mm dia, 6.0 mm thick | 200 mm dia, 6.0 mm thick | Mtr. | 0.000 | .00 | 0.00 | .00 | 350.00 | .00 | 0.00 | .00
59 |  | Supply, laying, testing Commissioning of C class heavy duty MS pipe conforming to IS 3589 and 1239 for hydrent and sprinkler underground rings including all accessories such as screwed welded flanges, tees, reducers etc. Conforming to IS 1239 3589 complete including , welding, jointing with compressed asbestos gaskets, nuts, bolts etc. as required. with cleaning, wrapping and coating of the pipe with 4 mm thick tar based plymaric corrosion protection tape or equivalent including applying uniform coat of cold pipekot primer as per IS; 10221 for protection against corrsion suitable for all kind of soil at 1.0 M depth including excavation and making good the same as required at site . ( Final Quantity Measure as per site after working ) | Supply, laying, testing Commissioning of C class heavy duty MS pipe conforming to IS 3589 and 1239 for hydrent and sprinkler underground rings including all accessories such as screwed welded flanges, tees, reducers etc. Conforming to IS 1239 3589 complete including , welding, jointing with compressed asbestos gaskets, nuts, bolts etc. as required. with cleaning, wrapping and coating of the pipe with 4 mm thick tar based plymaric corrosion protection tape or equivalent including applying uniform coat of cold pipekot primer as per IS; 10221 for protection against corrsion suitable for all kind of soil at 1.0 M depth including excavation and making good the same as required at site . ( Final Quantity Measure as per site after working )
60 |  | 80 mm dia | 80 mm dia | Mtr. | 0.000 | .00 | 0.00 | .00 | 0.00 | .00 | 0.00 | .00
61 |  | 100 mm dia | 100 mm dia | Mtr. | 0.000 | .00 | 0.00 | .00 | 1550.00 | .00 | 0.00 | .00
62 |  | 150 mm dia | 150 mm dia | Mtr. | 0.000 | .00 | 0.00 | .00 | 1000.00 | .00 | 0.00 | .00
63 |  | Supply, installation, testing and commissioning of Brass ball valves of following sizes as required. | Supply, installation, testing and commissioning of Brass ball valves of following sizes as required.
64 |  | 25 mm dia. | 25 mm dia. | Each | 1.000 | .00 | 0.00 | .00 | 0.00 | .00 | 0.00 | .00
65 |  | 32 mm dia. | 32 mm dia. | Each | 0.000 | .00 | 0.00 | .00 | 800.00 | .00 | 0.00 | .00
66 |  | 40 mm dia. | 40 mm dia. | Each | 0.000 | .00 | 500.00 | .00 | 650.00 | .00 | 950.00 | .00
67 |  | 50 mm dia | 50 mm dia | Each | 0.000 | .00 | 0.00 | .00 | 550.00 | .00 | 0.00 | .00
68 |  | 65mm dia. | 65mm dia. | Each | 0.000 | .00 | 0.00 | .00 | 400.00 | .00 | 0.00 | .00
69 |  | Supply, fixing, testing commissioning of 15 mm dia size ,quartzoid bulb sprinkler heads suitable for 68 degree centigrade rating of the following type | Supply, fixing, testing commissioning of 15 mm dia size ,quartzoid bulb sprinkler heads suitable for 68 degree centigrade rating of the following type
70 |  | Pendant type | Pendant type | Each | 2.000 | .00 | 0.00 | .00 | 0.00 | .00 | 0.00 | .00
71 |  | Upright type | Upright type | Each | 0.000 | .00 | 0.00 | .00 | 0.00 | .00 | 0.00 | .00
72 |  | Side wall type | Side wall type | Each | 0.000 | .00 | 0.00 | .00 | 0.00 | .00 | 0.00 | .00
73 |  | Supply Fixing ISI marked ( IS 15683 ) Portable Fire Exitnguisher, ABC type,finished externally with red enamel paint, complete in all respects including initial fill and wall suspension of following capacity. | Supply Fixing ISI marked ( IS 15683 ) Portable Fire Exitnguisher, ABC type,finished externally with red enamel paint, complete in all respects including initial fill and wall suspension of following capacity.
74 |  | 6 kg | 6 kg | Each | 1.000 | .00 | 0.00 | .00 | 0.00 | .00 | 0.00 | .00
75 |  | Supply Fixing ISI marked ( IS 15683 ) Portable fire Extinguisher, Carbon-dioxide type flat base including valve, discharge hose of not less than 10 mm dia. min. 600 mm long complete in all respects including initial fill with C02 gas confirming to IS 307-1966 filled to a filling ratio of not more than 0.667and wall suspension bracket. Capacity 5 Kg. | Supply Fixing ISI marked ( IS 15683 ) Portable fire Extinguisher, Carbon-dioxide type flat base including valve, discharge hose of not less than 10 mm dia. min. 600 mm long complete in all respects including initial fill with C02 gas confirming to IS 307-1966 filled to a filling ratio of not more than 0.667and wall suspension bracket. Capacity 5 Kg. | Each | 1.000 | .00 | 0.00 | .00 | 0.00 | .00 | 0.00 | .00
76 |  | Supply Fixing ISI marked ( IS 15683 ) Portable fire Extinguisher, k type flat base including valve, discharge hose of not less than 10 mm dia. min. 600 mm long complete in all respects including initial fill. Capacity 6kg | Supply Fixing ISI marked ( IS 15683 ) Portable fire Extinguisher, k type flat base including valve, discharge hose of not less than 10 mm dia. min. 600 mm long complete in all respects including initial fill. Capacity 6kg | Each | 0.000 | .00 | 1100.00 | .00 | 3300.00 | .00 | 850.00 | .00
77 |  | Supply and fixing M.S. structural work fabricated from standard sections i.e. rounds, solid angles, slotted angles, channels including cutting to size, drilling, welding, fixing and welding to insert plates in RCC structural members as directed by Engineer-in-charge including cutting and making good the walls and floors (for hangers, supports, clamps, etc.) | Supply and fixing M.S. structural work fabricated from standard sections i.e. rounds, solid angles, slotted angles, channels including cutting to size, drilling, welding, fixing and welding to insert plates in RCC structural members as directed by Engineer-in-charge including cutting and making good the walls and floors (for hangers, supports, clamps, etc.) | Kg | 0.000 | .00 | 0.00 | .00 | 3300.00 | .00 | 0.00 | .00
78 |  | Supplying, installation, testing commissioning of sprinkler flexible pipe (UL Listed) of stainless steel complete with 15 NPT on reducer thread with maximum working pressure of 175 PSI test pressure of 875 PSI (Burst) with branch line (Inlet) 25mm NPT male thread to sprinkler head (Outlet) 15mm NPT female thread with reducer, nipple, 2 side brackets, center bracket, stockbar of following sizes complete as required. | Supplying, installation, testing commissioning of sprinkler flexible pipe (UL Listed) of stainless steel complete with 15 NPT on reducer thread with maximum working pressure of 175 PSI test pressure of 875 PSI (Burst) with branch line (Inlet) 25mm NPT male thread to sprinkler head (Outlet) 15mm NPT female thread with reducer, nipple, 2 side brackets, center bracket, stockbar of following sizes complete as required.
79 |  | 700 MM LONG | 700 MM LONG | Each | 0.000 | .00 | 1100.00 | .00 | 2200.00 | .00 | 1150.00 | .00
80 |  | APPROVED MAKES | APPROVED MAKES
81 |  | FIRE pump | FIRE pump
82 |  | Mather Platt ( Wilo ), Kirloskar,LUBI, Grundfos,XYLEM | Mather Platt ( Wilo ), Kirloskar,LUBI, Grundfos,XYLEM
83 |  | MS GI pipes | MS GI pipes
84 |  | Prakash Surya , TT Swastik , Jindal (Hisar ), Tata | Prakash Surya , TT Swastik , Jindal (Hisar ), Tata
85 |  | Pipe Coat Material | Pipe Coat Material
86 |  | Pypkote, Makphalt, Safex, mlote | Pypkote, Makphalt, Safex, mlote
87 |  | Sluice Butterfly Non return Ball valves | Sluice Butterfly Non return Ball valves
88 |  | Audco , Advance , Zoloto , Kirloskar , Intervalve, Leader, Cim | Audco , Advance , Zoloto , Kirloskar , Intervalve, Leader, Cim
89 |  | Fire hydrant valves Short branch pipe FB Withdrawl Inlet | Fire hydrant valves Short branch pipe FB Withdrawl Inlet
90 |  | Newage, Ceasefire, Vijay, Minimax, Eversafe , Peter autokit , Padmini | Newage, Ceasefire, Vijay, Minimax, Eversafe , Peter autokit , Padmini
91 |  | Fire hose pipes First aid fire hose reel Fireman s Axe | Fire hose pipes First aid fire hose reel Fireman s Axe
92 |  | Newage, Ceasefire, Jayshree , Ushafire, Safex, Eversafe, Jyoti | Newage, Ceasefire, Jayshree , Ushafire, Safex, Eversafe, Jyoti
93 |  | Sprinkler heads | Sprinkler heads
94 |  | Tyco, Eversafe, Reliable, Spraysafe, Viking | Tyco, Eversafe, Reliable, Spraysafe, Viking
95 |  | Fire Extinguishers | Fire Extinguishers
96 |  | Cease fire, Safex, Minimax, Newage, Peterautokit, Eversafe, Ansul | Cease fire, Safex, Minimax, Newage, Peterautokit, Eversafe, Ansul
3 |  | PR GIANIS ELECTRICAL WORK | PR GIANIS ELECTRICAL WORK | LOT | 1.000 |  |  | 204,850.00 |  | 221,905.00 |  | 270,005.00
97 |  | PANELS, SWITCHGEARS DISTRIBUTION BOARD | PANELS, SWITCHGEARS DISTRIBUTION BOARD
98 |  | MAIN PANEL-1 | MAIN PANEL-1 | Nos. | 0.000 | .00 | 0.00 | .00 | 0.00 | .00 | 0.00 | .00
99 |  | Incomer 63 AMPS 4P MCCB, 25kA with TM Based O C SC Release. | Incomer 63 AMPS 4P MCCB, 25kA with TM Based O C SC Release.
100 |  | Meter Protection ELR with CBCT; 60 5A, 15VA, CL-1 CT s -3 Nos. for Schneider make Digital Load Manager (EM 6400 NG) | Meter Protection ELR with CBCT; 60 5A, 15VA, CL-1 CT s -3 Nos. for Schneider make Digital Load Manager (EM 6400 NG)
101 |  | Indication Phase indicating lamps with 6A MCB | Indication Phase indicating lamps with 6A MCB
102 |  | Busbar 100A TPN Cu Busbar | Busbar 100A TPN Cu Busbar
103 |  | Outgoings | Outgoings
104 |  | a) 63A 4P MCCB, 16kA, TM BASED-1 Nos. | a) 63A 4P MCCB, 16kA, TM BASED-1 Nos.
105 |  | d) 40A DP MCB-2 Nos. | d) 40A DP MCB-2 Nos.
106 |  | f) 32A 4P MCCB 16kA TM Based Releases with 1.5 kW DOL Starter, Phase Indicating lamps, ON OFF TRIP Indication, ON OFF Push Button-1 Nos. | f) 32A 4P MCCB 16kA TM Based Releases with 1.5 kW DOL Starter, Phase Indicating lamps, ON OFF TRIP Indication, ON OFF Push Button-1 Nos.
107 |  | MAIN PANEL-2 | MAIN PANEL-2 | Nos. | 0.000 | .00 | 30000.00 | .00 | 38500.00 | .00 | 36000.00 | .00
108 |  | Incomer 40 AMPS 4P MCCB, 25kA with TM Based O C SC Release. | Incomer 40 AMPS 4P MCCB, 25kA with TM Based O C SC Release.
109 |  | Meter Protection ELR with CBCT; 40 5A, 15VA, CL-1 CT s -3 Nos. for Schneider make Digital Load Manager (EM 6400 NG) | Meter Protection ELR with CBCT; 40 5A, 15VA, CL-1 CT s -3 Nos. for Schneider make Digital Load Manager (EM 6400 NG)
110 |  | Indication Phase indicating lamps with 6A MCB | Indication Phase indicating lamps with 6A MCB
111 |  | Busbar 75A TPN Cu Busbar | Busbar 75A TPN Cu Busbar
112 |  | Outgoings | Outgoings
113 |  | a) 32A 4P MCB, 10kA-1 Nos. | a) 32A 4P MCB, 10kA-1 Nos.
114 |  | b) 25A 4P MCB, 10kA-1 Nos. | b) 25A 4P MCB, 10kA-1 Nos.
115 |  | c) 32A DP MCB, 10kA-1 Nos. | c) 32A DP MCB, 10kA-1 Nos.
116 |  | d) 40A DP MCB, 10kA-1 Nos. | d) 40A DP MCB, 10kA-1 Nos.
117 |  | SWITCHGEARS DISTRIBUTION BOARD | SWITCHGEARS DISTRIBUTION BOARD
118 |  | Supplying installing at site in positioning, connecting, testing and commissioning of the following type Distribution Boards Switchgears. (IP-43) ACRY DB | Supplying installing at site in positioning, connecting, testing and commissioning of the following type Distribution Boards Switchgears. (IP-43) ACRY DB
119 |  | Provide insulated dedicated earth link for UPS DB | Provide insulated dedicated earth link for UPS DB
120 |  | All MCB s for UPS shall be D Curve, C Curve for Power B Curve for Lighting. | All MCB s for UPS shall be D Curve, C Curve for Power B Curve for Lighting.
121 |  | SWITCHGEARS | SWITCHGEARS
122 |  | Supply, installation, testing and commissioning of sheet metal enclosures for the following switchgears. | Supply, installation, testing and commissioning of sheet metal enclosures for the following switchgears.
123 |  | 63 40 32 20 amps 4P MCB C TYPE with complete with all mounting accessories – for Indoor Legrand make | 63 40 32 20 amps 4P MCB C TYPE with complete with all mounting accessories – for Indoor Legrand make | Nos. | 0.000 | .00 | 0.00 | .00 | 31500.00 | .00 | 0.00 | .00
124 |  | 63 40 32 20 amps DP MCB C TYPE with complete with all mounting accessories – IP-65 | 63 40 32 20 amps DP MCB C TYPE with complete with all mounting accessories – IP-65
125 |  | 32 amps 4P MCB with 32A 5 Pin Ray Roll Socket complete with all mounting accessories waterproof (IP-65) for Kitchen | 32 amps 4P MCB with 32A 5 Pin Ray Roll Socket complete with all mounting accessories waterproof (IP-65) for Kitchen | Nos. | 0.000 | .00 | 0.00 | .00 | 55000.00 | .00 | 0.00 | .00
126 |  | 25 amps DP MCB with 25A 3 Pin Ray Roll Socket complete with all mounting accessories waterproof (IP-65) for Kitchen | 25 amps DP MCB with 25A 3 Pin Ray Roll Socket complete with all mounting accessories waterproof (IP-65) for Kitchen | Nos. | 0.000 | .00 | 5500.00 | .00 | 4800.00 | .00 | 4200.00 | .00
127 |  | 16 amps DP MCB with 15A 3 Pin Ray Roll Socket complete with all mounting accessories waterproof (IP-65) for Kitchen | 16 amps DP MCB with 15A 3 Pin Ray Roll Socket complete with all mounting accessories waterproof (IP-65) for Kitchen | Nos. | 0.000 | .00 | 1250.00 | .00 | 1600.00 | .00 | 1200.00 | .00
128 |  | 5 15 amps Switch Socket complete with all mounting accessories waterproof (IP-65) for Kitchen | 5 15 amps Switch Socket complete with all mounting accessories waterproof (IP-65) for Kitchen | Nos. | 0.000 | .00 | 0.00 | .00 | 0.00 | .00 | 0.00 | .00
129 |  | DISTRIBUTION BOARDS | DISTRIBUTION BOARDS
130 |  | 6 WAY SPN DB - UPS DB | 6 WAY SPN DB - UPS DB | Nos. | 0.000 | .00 | 5500.00 | .00 | 4000.00 | .00 | 2600.00 | .00
131 |  | Incomer 20 AMPS DP MCB 10KA 1 Nos. | Incomer 20 AMPS DP MCB 10KA 1 Nos.
132 |  | Outgoings 6 10 16 A SP MCB B Type - 4 Nos. | Outgoings 6 10 16 A SP MCB B Type - 4 Nos.
133 |  | 8 WAY TPN - LPDB | 8 WAY TPN - LPDB | Nos. | 1.000 | .00 | 0.00 | .00 | 770.00 | 770.00 | 0.00 | .00
134 |  | Incomer 63A, FP, MCB, 10kA 1 Nos | Incomer 63A, FP, MCB, 10kA 1 Nos
135 |  | Sub Incomer 40A, DP, RCCB, 100mA 3 Nos | Sub Incomer 40A, DP, RCCB, 100mA 3 Nos
136 |  | Outgoings 10 16 20 25 A SP MCB C Type - 24 Nos. | Outgoings 10 16 20 25 A SP MCB C Type - 24 Nos.
137 |  | Outgoings 32 A SP MCB C Type - 0 Nos. | Outgoings 32 A SP MCB C Type - 0 Nos.
138 |  | 12 WAY SPN DB - UPS DB | 12 WAY SPN DB - UPS DB | Nos. | 0.000 | .00 | 0.00 | .00 | 2000.00 | .00 | 0.00 | .00
139 |  | Incomer 32 AMPS DP RCBO 100mA | Incomer 32 AMPS DP RCBO 100mA
140 |  | Outgoings 10 16 20 A SP MCB C Type - 6 Nos. | Outgoings 10 16 20 A SP MCB C Type - 6 Nos.
141 |  | POWER CABLING | POWER CABLING
142 |  | Supply and laying, effecting proper connections, testing commissioning of the following sizes of 1.1 KV XLPE FRLS armoured unarmoured PVC insulated PVC sheathed aluminium copper conductor cables conforming to IS 1554 and IS 694 for Flexible copp | Supply and laying, effecting proper connections, testing commissioning of the following sizes of 1.1 KV XLPE FRLS armoured unarmoured PVC insulated PVC sheathed aluminium copper conductor cables conforming to IS 1554 and IS 694 for Flexible copp
143 |  | Aluminium cables | Aluminium cables
144 |  | 4C x 50 Sq.mm. | 4C x 50 Sq.mm. | Mtr. | 0.000 | .00 | 0.00 | .00 | 2900.00 | .00 | 0.00 | .00
145 |  | 3.5C x 35 Sq.mm. | 3.5C x 35 Sq.mm. | Mtr. | 0.000 | .00 | 0.00 | .00 | 0.00 | .00 | 0.00 | .00
146 |  | 4C x 10 Sq.mm. | 4C x 10 Sq.mm. | Mtr. | 0.000 | .00 | 1480.00 | .00 | 1450.00 | .00 | 2300.00 | .00
147 |  | - do - but for copper cables | - do - but for copper cables
148 |  | 4C x 25 Sq.mm. | 4C x 25 Sq.mm. | Mtr. | 0.000 | .00 | 0.00 | .00 | 2800.00 | .00 | 0.00 | .00
149 |  | 4C x 16 Sq.mm. | 4C x 16 Sq.mm. | Mtr. | 0.000 | .00 | 0.00 | .00 | 4000.00 | .00 | 0.00 | .00
150 |  | 4C x 10 Sq.mm. | 4C x 10 Sq.mm. | Mtr. | 20.000 | .00 | 0.00 | .00 | 4850.00 | 97,000.00 | 0.00 | .00
151 |  | 4C x 6 Sq.mm. | 4C x 6 Sq.mm. | Mtr. | 0.000 | .00 | 0.00 | .00 | 0.00 | .00 | 0.00 | .00
152 |  | 4C x 4 Sq.mm. | 4C x 4 Sq.mm. | Mtr. | 0.000 | .00 | 2150.00 | .00 | 550.00 | .00 | 490.00 | .00
153 |  | 4C x 2.5 Sq.mm. | 4C x 2.5 Sq.mm. | Mtr. | 0.000 | .00 | 0.00 | .00 | 550.00 | .00 | 0.00 | .00
154 |  | 3C x 6 Sq.mm. | 3C x 6 Sq.mm. | Mtr. | 0.000 | .00 | 0.00 | .00 | 850.00 | .00 | 0.00 | .00
155 |  | 3C x 4 Sq.mm. | 3C x 4 Sq.mm. | Mtr. | 0.000 | .00 | 0.00 | .00 | 0.00 | .00 | 0.00 | .00
156 |  | 3C x 2.5 Sq.mm. | 3C x 2.5 Sq.mm. | Mtr. | 0.000 | .00 | 1920.00 | .00 | 5800.00 | .00 | 3800.00 | .00
157 |  | CU Flexible Cables | CU Flexible Cables
158 |  | 4C x 6 Sq.mm. | 4C x 6 Sq.mm. | Mtr. | 0.000 | .00 | 0.00 | .00 | 9500.00 | .00 | 0.00 | .00
159 |  | 4C x 4 Sq.mm. | 4C x 4 Sq.mm. | Mtr. | 0.000 | .00 | 0.00 | .00 | 140.00 | .00 | 0.00 | .00
160 |  | 3C x 4 Sq.mm. | 3C x 4 Sq.mm. | Mtr. | 0.000 | .00 | 0.00 | .00 | 0.00 | .00 | 0.00 | .00
161 |  | 3C x 2.5 Sq.mm. | 3C x 2.5 Sq.mm. | Mtr. | 0.000 | .00 | 0.00 | .00 | 1500.00 | .00 | 0.00 | .00
162 |  | 2C x 2.5 Sq.mm. for Earthing | 2C x 2.5 Sq.mm. for Earthing | Mtr. | 0.000 | .00 | 0.00 | .00 | 0.00 | .00 | 0.00 | .00
163 |  | , - do - but for copper flexible cables | , - do - but for copper flexible cables
164 |  | 1c x 4 Sq.mm PVC insulated PVC flexible copper conductor cables alongwith termination (GREEN COLOUR) | 1c x 4 Sq.mm PVC insulated PVC flexible copper conductor cables alongwith termination (GREEN COLOUR) | Mtr. | 0.000 | .00 | 0.00 | .00 | 0.00 | .00 | 0.00 | .00
165 |  | TOTAL FOR POWER CABLES | TOTAL FOR POWER CABLES
166 |  | CABLE TERMINATION | CABLE TERMINATION
167 |  | Making cable and terminations including brass single compression glands and crimping type copper lugs for cable sizes mentioned below for aluminium or copper. | Making cable and terminations including brass single compression glands and crimping type copper lugs for cable sizes mentioned below for aluminium or copper.
168 |  | 4C x 50 Sq.mm. AL | 4C x 50 Sq.mm. AL | Nos. | 0.000 | .00 | 0.00 | .00 | 0.00 | .00 | 0.00 | .00
169 |  | 3.5C x 35 Sq.mm. | 3.5C x 35 Sq.mm. | Nos. | 0.000 | .00 | 0.00 | .00 | 0.00 | .00 | 0.00 | .00
170 |  | 4C x 10 Sq.mm. | 4C x 10 Sq.mm. | Nos. | 0.000 | .00 | 0.00 | .00 | 0.00 | .00 | 0.00 | .00
171 |  | 4C x 16 Sq.mm. CU | 4C x 16 Sq.mm. CU | Nos. | 0.000 | .00 | 0.00 | .00 | 0.00 | .00 | 0.00 | .00
172 |  | 4C x 10 Sq.mm. | 4C x 10 Sq.mm. | Nos. | 2.000 | .00 | 0.00 | .00 | 0.00 | .00 | 0.00 | .00
173 |  | 4C x 6 Sq.mm. | 4C x 6 Sq.mm. | Nos. | 0.000 | .00 | 0.00 | .00 | 0.00 | .00 | 0.00 | .00
174 |  | 4C x 4 Sq.mm. | 4C x 4 Sq.mm. | Nos. | 0.000 | .00 | 0.00 | .00 | 0.00 | .00 | 0.00 | .00
175 |  | 4C x 2.5 Sq.mm. | 4C x 2.5 Sq.mm. | Nos. | 0.000 | .00 | 0.00 | .00 | 0.00 | .00 | 0.00 | .00
176 |  | 3C x 6 Sq.mm. | 3C x 6 Sq.mm. | Nos. | 0.000 | .00 | 0.00 | .00 | 0.00 | .00 | 0.00 | .00
177 |  | 3C x 4 Sq.mm. | 3C x 4 Sq.mm. | Nos. | 0.000 | .00 | 0.00 | .00 | 0.00 | .00 | 0.00 | .00
178 |  | 3C x 2.5 Sq.mm. | 3C x 2.5 Sq.mm. | Nos. | 0.000 | .00 | 0.00 | .00 | 0.00 | .00 | 0.00 | .00
179 |  | Flexible cable | Flexible cable
180 |  | 4C x 6 Sq.mm. | 4C x 6 Sq.mm. | Nos. | 0.000 | .00 | 0.00 | .00 | 100000.00 | .00 | 0.00 | .00
181 |  | 4C x 4 Sq.mm. | 4C x 4 Sq.mm. | Nos. | 0.000 | .00 | 0.00 | .00 | 0.00 | .00 | 0.00 | .00
182 |  | 3C x 4 Sq.mm. | 3C x 4 Sq.mm. | Nos. | 0.000 | .00 | 0.00 | .00 | 0.00 | .00 | 0.00 | .00
183 |  | 3C x 2.5 Sq.mm. (Lighting) | 3C x 2.5 Sq.mm. (Lighting) | Nos. | 0.000 | .00 | 0.00 | .00 | 0.00 | .00 | 0.00 | .00
184 |  | 2C x 2.5 Sq.mm. | 2C x 2.5 Sq.mm. | Nos. | 0.000 | .00 | 0.00 | .00 | 0.00 | .00 | 0.00 | .00
185 |  | RACEWAYS AND CABLE TRAYS | RACEWAYS AND CABLE TRAYS
186 |  | TRUNKING Fabricating supplying to site of installation, installation on ceiling surface 1.6 mm thick G.I. Trunking of height 50 mm and 2.0 mm thick openable cover, totally enclosed, the joints between two lengths of channels or between channel and | TRUNKING Fabricating supplying to site of installation, installation on ceiling surface 1.6 mm thick G.I. Trunking of height 50 mm and 2.0 mm thick openable cover, totally enclosed, the joints between two lengths of channels or between channel and
187 |  | 100 mm (wide) x 100 mm (height) | 100 mm (wide) x 100 mm (height) | Mtr. | 0.000 | .00 | 0.00 | .00 | 0.00 | .00 | 0.00 | .00
188 |  | 50 mm (wide) x 50 mm (height) | 50 mm (wide) x 50 mm (height) | Mtr. | 0.000 | .00 | 0.00 | .00 | 0.00 | .00 | 0.00 | .00
189 |  | RACEWAY Fabricating, supplying to site of installation, installation in the floor before the flooring from 2 mm thick pregalvanised MS CRCA sheet, totally enclosed, height 40 mm . The two lengths of raceways shall be fitted with Collars , 50 mm wide, 3 m | RACEWAY Fabricating, supplying to site of installation, installation in the floor before the flooring from 2 mm thick pregalvanised MS CRCA sheet, totally enclosed, height 40 mm . The two lengths of raceways shall be fitted with Collars , 50 mm wide, 3 m
190 |  | 100 mm (wide) x 40 mm (height) | 100 mm (wide) x 40 mm (height) | Mtr. | 0.000 | .00 | 0.00 | .00 | 0.00 | .00 | 0.00 | .00
191 |  | 65 mm (wide) x 40 mm (height) | 65 mm (wide) x 40 mm (height) | Mtr. | 0.000 | .00 | 0.00 | .00 | 0.00 | .00 | 0.00 | .00
192 |  | JUNCTION BOXES Fabricating supplying to site of installation, Junction boxes made from 2 mm thick pregalvanised sheet, with 3.0 mm thick pregalvanised cover including providing neoprene gaskets between the cover and the junction box, cadmium plated fla | JUNCTION BOXES Fabricating supplying to site of installation, Junction boxes made from 2 mm thick pregalvanised sheet, with 3.0 mm thick pregalvanised cover including providing neoprene gaskets between the cover and the junction box, cadmium plated fla
193 |  | (variation in height may be considered for quoting as floor thickness may vary) | (variation in height may be considered for quoting as floor thickness may vary)
194 |  | 250 mm x 250 x 60 50 mm (height) | 250 mm x 250 x 60 50 mm (height) | Mtr. | 0.000 | .00 | 0.00 | .00 | 0.00 | .00 | 0.00 | .00
195 |  | 150 mm x 150 x 60 50 mm (height) | 150 mm x 150 x 60 50 mm (height) | Mtr. | 0.000 | .00 | 0.00 | .00 | 0.00 | .00 | 0.00 | .00
196 |  | 100 mm x 150 x 60 50 mm (height) | 100 mm x 150 x 60 50 mm (height) | Mtr. | 0.000 | .00 | 0.00 | .00 | 0.00 | .00 | 0.00 | .00
197 |  | CABLE TRAY Design manufacture , supply and fixing in position the cable trays of the following sizes for supporting 1.1 KV grade armoured unarmoured aluminium copper conductor cables. Fabricate the cable trays from perforated 1.6 2mm thick M.S. CRCA she | CABLE TRAY Design manufacture , supply and fixing in position the cable trays of the following sizes for supporting 1.1 KV grade armoured unarmoured aluminium copper conductor cables. Fabricate the cable trays from perforated 1.6 2mm thick M.S. CRCA she
198 |  | 300 mm wide x 50 mm x 2.0 mm thk | 300 mm wide x 50 mm x 2.0 mm thk | Mtr. | 0.000 | .00 | 0.00 | .00 | 0.00 | .00 | 0.00 | .00
199 |  | 150 mm wide x 50 mm x 2.0 mm thk | 150 mm wide x 50 mm x 2.0 mm thk | Mtr. | 10.000 | .00 | 0.00 | .00 | 0.00 | .00 | 0.00 | .00
200 |  | 100 mm wide x 50 mm x 2.0 mm thk | 100 mm wide x 50 mm x 2.0 mm thk | Mtr. | 0.000 | .00 | 0.00 | .00 | 0.00 | .00 | 0.00 | .00
201 |  | 50 mm wide x 50 mm x 2.0 mm thk | 50 mm wide x 50 mm x 2.0 mm thk | Mtr. | 0.000 | .00 | 0.00 | .00 | 0.00 | .00 | 0.00 | .00
202 |  | POINT WIRING | POINT WIRING
203 |  | Point wiring LENGTH from DB to SB or First Light point control be MCB shall be avg. of 15Mtr. of 3C x 2.5 sq mm FRLS PVC insulated stranded copper conductor wires. For SB to SB the length shall be measured in Mtr. | Point wiring LENGTH from DB to SB or First Light point control be MCB shall be avg. of 15Mtr. of 3C x 2.5 sq mm FRLS PVC insulated stranded copper conductor wires. For SB to SB the length shall be measured in Mtr.
204 |  | The secondary Loop point length shall be 10Mtr from Light fixture to light fixture. If secondary point shall be operated from MCB then the length shall be 10 Mtr. | The secondary Loop point length shall be 10Mtr from Light fixture to light fixture. If secondary point shall be operated from MCB then the length shall be 10 Mtr.
205 |  | All sockets to be checked with a Check Plug socket tester for live-neutral reverse, no earth,neutral fault, live earth reverse, neutral earth reverse. | All sockets to be checked with a Check Plug socket tester for live-neutral reverse, no earth,neutral fault, live earth reverse, neutral earth reverse.
206 |  | The Circuit No. and DB no. label shall be provided on all UPS ,RAW sockets and switchboards with label printer. | The Circuit No. and DB no. label shall be provided on all UPS ,RAW sockets and switchboards with label printer.
207 |  | The Length shall be paid as per the actual measurements as per following manner. | The Length shall be paid as per the actual measurements as per following manner.
208 |  | Wiring for the Primary light points with 3C x 2.5 Sq.mm FRLS PVC insulated stranded copper conductor wires in GI conduits in F.ceiling walls ceiling as direc­ted from Distribution Board to Switch Board including providing 6 amps flush type switches, 5 | Wiring for the Primary light points with 3C x 2.5 Sq.mm FRLS PVC insulated stranded copper conductor wires in GI conduits in F.ceiling walls ceiling as direc­ted from Distribution Board to Switch Board including providing 6 amps flush type switches, 5
209 |  | From DB to Normal Switch Board | From DB to Normal Switch Board | Nos. | 5.000 | .00 | 0.00 | .00 | 1850.00 | 9,250.00 | 0.00 | .00
210 |  | From DB to Emergency Switch Board | From DB to Emergency Switch Board | Nos. | 0.000 | .00 | 0.00 | .00 | 1050.00 | .00 | 0.00 | .00
211 |  | Wiring for the following light points with 3 x 2.5 Sq.mm FRLS PVC insulated stranded copper conductor wires in GI conduits in F.ceiling walls ceiling as direc­ted including providing 6 amps flush type switches, 5 sided G.I Boxes for housing switc­hes a | Wiring for the following light points with 3 x 2.5 Sq.mm FRLS PVC insulated stranded copper conductor wires in GI conduits in F.ceiling walls ceiling as direc­ted including providing 6 amps flush type switches, 5 sided G.I Boxes for housing switc­hes a
212 |  | First point controlled by one no. 6 amp switch. (upto 10Mtr.) | First point controlled by one no. 6 amp switch. (upto 10Mtr.) | Nos. | 3.000 | .00 | 0.00 | .00 | 7500.00 | 22,500.00 | 0.00 | .00
213 |  | First point controlled by one no. 6 amp switch. (upto 20Mtr.) | First point controlled by one no. 6 amp switch. (upto 20Mtr.) | Nos. | 0.000 | .00 | 0.00 | .00 | 0.00 | .00 | 0.00 | .00
214 |  | First point controlled by one no. 6 amp switch. For Emergency Light (upto 10Mtr.) | First point controlled by one no. 6 amp switch. For Emergency Light (upto 10Mtr.) | Nos. | 2.000 | .00 | 0.00 | .00 | 0.00 | .00 | 0.00 | .00
215 |  | First point controlled by one no. 6 amp switch. For Emergency Light (upto 20Mtr.) | First point controlled by one no. 6 amp switch. For Emergency Light (upto 20Mtr.) | Nos. | 0.000 | .00 | 39000.00 | .00 | 27500.00 | .00 | 15000.00 | .00
216 |  | Same as item No. 4.2.1 4.2.2 above but LOOP POINT i.e. wiring of point looped from first point with 3C x 2.5 sq. mm FRLS PVC insulated copper conductor wire in concealed exposed GI conduit and earthing | Same as item No. 4.2.1 4.2.2 above but LOOP POINT i.e. wiring of point looped from first point with 3C x 2.5 sq. mm FRLS PVC insulated copper conductor wire in concealed exposed GI conduit and earthing | Nos. | 3.000 | .00 | 0.00 | .00 | 0.00 | .00 | 0.00 | .00
217 |  | Same as item No. 4.2.3 4.2.4 above but LOOP POINT i.e. wiring of point looped from first point with 3C x 2.5 sq. mm FRLS PVC insulated copper conductor wire in concealed exposed GI conduit and earthing For Emergency Light | Same as item No. 4.2.3 4.2.4 above but LOOP POINT i.e. wiring of point looped from first point with 3C x 2.5 sq. mm FRLS PVC insulated copper conductor wire in concealed exposed GI conduit and earthing For Emergency Light | Nos. | 2.000 | .00 | 0.00 | .00 | 0.00 | .00 | 0.00 | .00
218 |  | Wiring for the following light points controlled by MCB in DB (Cost of MCB has been taken elsewhere in the tender) with 3C x 2.5 sq. mm FRLS PVC insulated copper conductor wires in concealed exposed GI conduits as called for and earthing. | Wiring for the following light points controlled by MCB in DB (Cost of MCB has been taken elsewhere in the tender) with 3C x 2.5 sq. mm FRLS PVC insulated copper conductor wires in concealed exposed GI conduits as called for and earthing.
219 |  | First point controlled by existing MCB in D.B. | First point controlled by existing MCB in D.B. | Nos. | 0.000 | .00 | 0.00 | .00 | 0.00 | .00 | 0.00 | .00
220 |  | First Emergency point controlled by existing MCB in D.B. | First Emergency point controlled by existing MCB in D.B. | Nos. | 0.000 | .00 | 0.00 | .00 | 10500.00 | .00 | 0.00 | .00
221 |  | Same as item No.4.5.1 above but LOOP POINT i.e. wiring of point looped from first point with 3C x 2.5 sq. mm FRLS. insulated copper conductor wire in concealed exposed GI conduit and earthing | Same as item No.4.5.1 above but LOOP POINT i.e. wiring of point looped from first point with 3C x 2.5 sq. mm FRLS. insulated copper conductor wire in concealed exposed GI conduit and earthing | Nos. | 0.000 | .00 | 0.00 | .00 | 0.00 | .00 | 0.00 | .00
222 |  | Same as item No. 4.5.2 above but LOOP POINT i.e. wiring of point looped from first point with 3C x 2.5 sq. mm FRLS. insulated copper conductor wire in concealed exposed M.S. conduit and earthing For Emergency Lighting | Same as item No. 4.5.2 above but LOOP POINT i.e. wiring of point looped from first point with 3C x 2.5 sq. mm FRLS. insulated copper conductor wire in concealed exposed M.S. conduit and earthing For Emergency Lighting | Nos. | 0.000 | .00 | 0.00 | .00 | 0.00 | .00 | 0.00 | .00
223 |  | Wiring for UPS Raw plug outlets points with 3C x 4 sqmm FRLS PVC Insulated and PVC sheathed flexible cable with bright annealed electrolytic copper conductor , 1100 volt grade confirming to IS 694-1990 with latest amendments, in existing Channels con | Wiring for UPS Raw plug outlets points with 3C x 4 sqmm FRLS PVC Insulated and PVC sheathed flexible cable with bright annealed electrolytic copper conductor , 1100 volt grade confirming to IS 694-1990 with latest amendments, in existing Channels con | Mtr. | 175.000 | .00 | 0.00 | .00 | 0.00 | .00 | 0.00 | .00
224 |  | Wiring for UPS Raw plug outlets points with 4C x 4 sqmm FRLS PVC Insulated and PVC sheathed flexible cable with bright annealed electrolytic copper conductor , 1100 volt grade confirming to IS 694-1990 with latest amendments, in existing Channels con | Wiring for UPS Raw plug outlets points with 4C x 4 sqmm FRLS PVC Insulated and PVC sheathed flexible cable with bright annealed electrolytic copper conductor , 1100 volt grade confirming to IS 694-1990 with latest amendments, in existing Channels con | Mtr. | 0.000 | .00 | 0.00 | .00 | 0.00 | .00 | 0.00 | .00
225 |  | Providing and fixing in position the following GI RIGID conduits including all accessories concealed in F. ceiling wall floor as required including pull boxes with 3mm thick perspex sheet cover plate complete with 1.6 mm dia. G.I. pull wires in the leng | Providing and fixing in position the following GI RIGID conduits including all accessories concealed in F. ceiling wall floor as required including pull boxes with 3mm thick perspex sheet cover plate complete with 1.6 mm dia. G.I. pull wires in the leng
226 |  | 20 mm dia GI Conduit | 20 mm dia GI Conduit | Mtr. | 80.000 | .00 | 0.00 | .00 | 380.00 | 30,400.00 | 0.00 | .00
227 |  | 25 mm dia GI Conduit | 25 mm dia GI Conduit | Mtr. | 50.000 | .00 | 0.00 | .00 | 315.00 | 15,750.00 | 0.00 | .00
228 |  | Providing and fixing in position the following GI FLEXIBLE conduits including all accessories concealed in F. ceiling wall floor as required including pull boxes with 3mm thick perspex sheet cover plate complete with 1.6 mm dia. G.I. pull wires in the l | Providing and fixing in position the following GI FLEXIBLE conduits including all accessories concealed in F. ceiling wall floor as required including pull boxes with 3mm thick perspex sheet cover plate complete with 1.6 mm dia. G.I. pull wires in the l
229 |  | 20 mm dia GI Conduit | 20 mm dia GI Conduit | Mtr. | 0.000 | .00 | 0.00 | .00 | 0.00 | .00 | 0.00 | .00
230 |  | 25 mm dia GI Conduit | 25 mm dia GI Conduit | Mtr. | 25.000 | .00 | 0.00 | .00 | 1800.00 | 45,000.00 | 0.00 | .00
231 |  | Supply Laying of 2Cx2.5 Sq.mm FRLS Cu Flexible Cable in 25mm dia. GI Conduit for CCTV | Supply Laying of 2Cx2.5 Sq.mm FRLS Cu Flexible Cable in 25mm dia. GI Conduit for CCTV | Mtr. | 0.000 | .00 | 0.00 | .00 | 1250.00 | .00 | 0.00 | .00
232 |  | MODULAR SWITCHES | MODULAR SWITCHES
233 |  | Supply, installation, testing commissioning of following types of modular switches, cover plates, 5 sided G.I. Boxes for housing the modular switches earthing complete as required. GI Boxes to have earth pin for body earthing. The Circuit No. and DB n | Supply, installation, testing commissioning of following types of modular switches, cover plates, 5 sided G.I. Boxes for housing the modular switches earthing complete as required. GI Boxes to have earth pin for body earthing. The Circuit No. and DB n
234 |  | 6A One Way Switch | 6A One Way Switch | Nos. | 12.000 | .00 | 0.00 | .00 | 320.00 | 3,840.00 | 0.00 | .00
235 |  | 6A 5 pin Socket - 1Nos. 6A Switch - 1Nos. | 6A 5 pin Socket - 1Nos. 6A Switch - 1Nos. | Nos. | 7.000 | .00 | 0.00 | .00 | 235.00 | 1,645.00 | 0.00 | .00
236 |  | 6 16A Socket outlet - 1Nos. 16A Switch - 1Nos.(Raw UPS Power) | 6 16A Socket outlet - 1Nos. 16A Switch - 1Nos.(Raw UPS Power) | Nos. | 4.000 | .00 | 0.00 | .00 | 245.00 | 980.00 | 0.00 | .00
237 |  | 5 15 amps Switch Socket complete with all mounting accessories waterproof (IP-65) for Kitchen | 5 15 amps Switch Socket complete with all mounting accessories waterproof (IP-65) for Kitchen | Nos. | 0.000 | .00 | 0.00 | .00 | 210.00 | .00 | 0.00 | .00
238 |  | 20 Amp 1- Ph Industrial Socket (Metal Clad) | 20 Amp 1- Ph Industrial Socket (Metal Clad) | Nos. | 3.000 | .00 | 0.00 | .00 | 200.00 | 600.00 | 0.00 | .00
239 |  | 32 Amp 3- Ph Industrial Socket (Metal Clad) | 32 Amp 3- Ph Industrial Socket (Metal Clad) | Nos. | 0.000 | .00 | 0.00 | .00 | 0.00 | .00 | 0.00 | .00
240 |  | 20 Amp 1- Ph Electrical Outlet | 20 Amp 1- Ph Electrical Outlet | Nos. | 1.000 | .00 | 0.00 | .00 | 350.00 | 350.00 | 0.00 | .00
241 |  | Data Outlet (RJ-45) | Data Outlet (RJ-45) | Nos. | 2.000 | .00 | 0.00 | .00 | 220.00 | 440.00 | 0.00 | .00
242 |  | Telephone Outlet (RJ-11) | Telephone Outlet (RJ-11) | Nos. | 2.000 | .00 | 0.00 | .00 | 185.00 | 370.00 | 0.00 | .00
243 |  | Supplying and erecting following GI strip used for earthing on wall with necessary MS clamps fixed on wall Cable trays Hume pipes etc. The jointes shall be Bolted Welded. The joints shall be painted with bituminous paint in an approved manner. | Supplying and erecting following GI strip used for earthing on wall with necessary MS clamps fixed on wall Cable trays Hume pipes etc. The jointes shall be Bolted Welded. The joints shall be painted with bituminous paint in an approved manner.
244 |  | 25 x 3 mm | 25 x 3 mm | Mtr. | 0.000 | .00 | 0.00 | .00 | 100.00 | .00 | 0.00 | .00
245 |  | Supplying and erecting bare Copper conductor of following sizes | Supplying and erecting bare Copper conductor of following sizes
246 |  | 8 SWG | 8 SWG | Mtr. | 50.000 | .00 | 0.00 | .00 | 55.00 | 2,750.00 | 0.00 | .00
247 |  | MISCELLANEOUS WORKS | MISCELLANEOUS WORKS
248 |  | Supply fixing in position approved shock treatment chart written in English, Hindi and Local language. These charts shall be framed in wooden frame covered with clear glass. | Supply fixing in position approved shock treatment chart written in English, Hindi and Local language. These charts shall be framed in wooden frame covered with clear glass. | Nos. | 1.000 | .00 | 0.00 | .00 | 0.00 | .00 | 0.00 | .00
249 |  | Supply fixing in position the best quality danger notice boards of approved shape size as reqd. by the local Electrical Inspecting Authority written in English, Hindi local language. | Supply fixing in position the best quality danger notice boards of approved shape size as reqd. by the local Electrical Inspecting Authority written in English, Hindi local language. | Nos. | 1.000 | .00 | 0.00 | .00 | 0.00 | .00 | 0.00 | .00
250 |  | The contractor to submit all the AS BUILT DRAWINGS after the completion of the project for Electrical ELV Services executed at site. | The contractor to submit all the AS BUILT DRAWINGS after the completion of the project for Electrical ELV Services executed at site. | Part of Tender | 0.000 | .00 | 0.00 | .00 | 550.00 | .00 | 0.00 | .00
251 |  | UPS System | UPS System
252 |  | Supply,Installation, testing and commissioning of following type of Online UPS Inverter as per drawings and specifications with all other accessories. | Supply,Installation, testing and commissioning of following type of Online UPS Inverter as per drawings and specifications with all other accessories. | Nos. | 1.000 | .00 | 0.00 | .00 | 475.00 | 475.00 | 0.00 | .00
253 |  | Online UPS | Online UPS
254 |  | 1.0 KVA UPS | 1.0 KVA UPS
255 |  | 12V DC maintenance free batteries for 30 minutes battery backup. | 12V DC maintenance free batteries for 30 minutes battery backup.
256 |  | Input supply voltage -230-250 Volts | Input supply voltage -230-250 Volts
257 |  | Output voltage -220-240V+ -1% | Output voltage -220-240V+ -1%
258 |  | Voltage Regulation -Less than or equal to + - 1% | Voltage Regulation -Less than or equal to + - 1%
259 |  | Output frequency -50 Hz + - 0.05 Hz | Output frequency -50 Hz + - 0.05 Hz
260 |  | Type of cooling -Forced air cooled | Type of cooling -Forced air cooled
261 |  | Invertor Efficiency -Better than 85% | Invertor Efficiency -Better than 85%
262 |  | Output Power factor -0.8 | Output Power factor -0.8
263 |  | TOTAL FOR UPS | TOTAL FOR UPS
4 |  | PR FOR GIANIS INTERIORS DESIGN | PR FOR GIANIS INTERIORS DESIGN | LOT | 1.000 |  |  | 225,345.00 |  | 278,130.00 |  | 426,455.00
264 |  | P A of single coat backing plaster of 15-18 mm thick in CM 1 4 proportion to the walls others surface including scaffolding, curing the joints, etc. The rates are inclusive of providing chicken mesh of 18mm gauge 150mm width at junction of brick RCC etc. at the walls, columns, beams etc., seven days water treatment as anti crack of plaster. Complete as per site engineer s instruction. | P A of single coat backing plaster of 15-18 mm thick in CM 1 4 proportion to the walls others surface including scaffolding, curing the joints, etc. The rates are inclusive of providing chicken mesh of 18mm gauge 150mm width at junction of brick RCC etc. at the walls, columns, beams etc., seven days water treatment as anti crack of plaster. Complete as per site engineer s instruction. | Sq.Ft | 682.000 | .00 | 0.00 | .00 | 0.00 | .00 | 0.00 | .00
265 |  | Providing and laying 4 1 2 thick half brickwork in partition walls and architectural elements etc., with well burnt 1st class table moulded, good quality approved bricks in 1 4 Cement Mortar (1 Cement 4 Coarse Sand by volume) including soaking the bricks in water adequately and drying, scaffolding, curing, rubbing the surface, raking out the joints etc., complete as directed and specified. | Providing and laying 4 1 2 thick half brickwork in partition walls and architectural elements etc., with well burnt 1st class table moulded, good quality approved bricks in 1 4 Cement Mortar (1 Cement 4 Coarse Sand by volume) including soaking the bricks in water adequately and drying, scaffolding, curing, rubbing the surface, raking out the joints etc., complete as directed and specified. | Sq.Ft | 35.000 | .00 | 0.00 | .00 | 0.00 | .00 | 0.00 | .00
266 |  | Providing and laying up to 50-75 mm thick cement concrete flooring with 1 2 4 cement concrete laid to proper level and slope in alternate bays including compactions, filling joints, or as directed, finishing smooth with cement Mortar 1 1 of sufficient minimum thickness to give a smooth even surface and curing etc. complete as per architects instructions. | Providing and laying up to 50-75 mm thick cement concrete flooring with 1 2 4 cement concrete laid to proper level and slope in alternate bays including compactions, filling joints, or as directed, finishing smooth with cement Mortar 1 1 of sufficient minimum thickness to give a smooth even surface and curing etc. complete as per architects instructions. | Sq.Ft | 173.000 | .00 | 0.00 | .00 | 200.00 | 34,600.00 | 0.00 | .00
267 |  | CINDER BLOCK COBA of Avg. thickness mentioned below; After laying of soil pipes, floor traps is completed the floor of the sunken portion shall be covered with cinder coba embedded manually with 15-20 mm wide joints in 20 mm thk. Waterproofing mortar 1 4 ( 1 cement 4 coarse sand )in layers upto the full ht. of sunken portion, having top layer of 50 mm thk waterproof mortar 1 4 ( 1 cement 4 coarse sand ) using specialized W.P. chemical, finished smooth rough with floating coat of neat cement all complete and as per specification. | CINDER BLOCK COBA of Avg. thickness mentioned below; After laying of soil pipes, floor traps is completed the floor of the sunken portion shall be covered with cinder coba embedded manually with 15-20 mm wide joints in 20 mm thk. Waterproofing mortar 1 4 ( 1 cement 4 coarse sand )in layers upto the full ht. of sunken portion, having top layer of 50 mm thk waterproof mortar 1 4 ( 1 cement 4 coarse sand ) using specialized W.P. chemical, finished smooth rough with floating coat of neat cement all complete and as per specification. | Sq.Ft | 173.000 | 36,330.00 | 330.00 | 57,090.00 | 225.00 | 38,925.00 | 210.00 | 36,330.00
268 |  | Fixing laying of 150mm high kota stone for skirting with bedding of appropriate approved make adhesive colour joint filler inclusive of making all groove chamfering rounding hole where ever required, in proper line and level in all direction, polishing finishing cleaning etc. Complete as per detail drawing, specification and as directed by PMC. | Fixing laying of 150mm high kota stone for skirting with bedding of appropriate approved make adhesive colour joint filler inclusive of making all groove chamfering rounding hole where ever required, in proper line and level in all direction, polishing finishing cleaning etc. Complete as per detail drawing, specification and as directed by PMC. | RFT | 53.000 | 13,780.00 | 420.00 | 22,260.00 | 275.00 | 14,575.00 | 260.00 | 13,780.00
269 |  | P F of 304 grade 3mm thick SS Corner guard (30mm x 30mm), finished as per approved sample fixing with SS full thread screws on each corner of the kitchen s wall before cladding of tiles, so that the corner may be protected from damage. Complete in proper line level and site engineer s instruction. | P F of 304 grade 3mm thick SS Corner guard (30mm x 30mm), finished as per approved sample fixing with SS full thread screws on each corner of the kitchen s wall before cladding of tiles, so that the corner may be protected from damage. Complete in proper line level and site engineer s instruction. | RFT | 43.000 | .00 | 0.00 | .00 | 350.00 | 15,050.00 | 0.00 | .00
270 |  | Kota stone slab flooring over 20 mm (average) thick base laid over and jointed with grey cement slurry mixed with pigment to match the shade of the slab including rubbing and polishing complete with base of cement mortar 1 4 (1 cement 4 coarse sand) | Kota stone slab flooring over 20 mm (average) thick base laid over and jointed with grey cement slurry mixed with pigment to match the shade of the slab including rubbing and polishing complete with base of cement mortar 1 4 (1 cement 4 coarse sand) | SFT | 173.000 | .00 | 0.00 | .00 | 0.00 | .00 | 0.00 | .00
271 |  | Providing and fixing in subway tile of approved make shade on any surface as per details in drawing and Over 12 mm thk bed of cement mortar 1 3 (cement fine sand ) with thick grey cement slurry, with hairline joints using cement grout. The job includes cutting tiles making smooth edges wherever required. The work shall also include the cost of materials, wastages, labor, all lead and lift at all levels, loading and unloading, transportation, curing, etc., and all other incidental charges, etc. Complete as specified in the drawing to the satisfaction of the Site Engineer. Ceramic wall tile (Printed) With customized line work Make -Johnson in exposed area Ceramic wall tile white Satin white 75x300mm below the counter or hidden area | Providing and fixing in subway tile of approved make shade on any surface as per details in drawing and Over 12 mm thk bed of cement mortar 1 3 (cement fine sand ) with thick grey cement slurry, with hairline joints using cement grout. The job includes cutting tiles making smooth edges wherever required. The work shall also include the cost of materials, wastages, labor, all lead and lift at all levels, loading and unloading, transportation, curing, etc., and all other incidental charges, etc. Complete as specified in the drawing to the satisfaction of the Site Engineer. Ceramic wall tile (Printed) With customized line work Make -Johnson in exposed area Ceramic wall tile white Satin white 75x300mm below the counter or hidden area | SFT | 210.000 | .00 | 0.00 | .00 | 1000.00 | 210,000.00 | 0.00 | .00
272 |  | Providing applying two or more coats of Textured paint surface coating of approved make and shade over walls etc. after preparing the surface with a coat of primer and 4-6mm thick plaster of Paris punning to give a smooth and even surface etc. | Providing applying two or more coats of Textured paint surface coating of approved make and shade over walls etc. after preparing the surface with a coat of primer and 4-6mm thick plaster of Paris punning to give a smooth and even surface etc. | SFT | 317.000 | 221,900.00 | 1375.00 | 435,875.00 | 1500.00 | 475,500.00 | 700.00 | 221,900.00
273 |  | Providing and fixing solid teak wood fixed on wall. Size 50 x 18mm as per detail drawing. Finished with clear Melamine Polish in matte finish. | Providing and fixing solid teak wood fixed on wall. Size 50 x 18mm as per detail drawing. Finished with clear Melamine Polish in matte finish. | RFT | 51.000 | .00 | 0.00 | .00 | 2000.00 | 102,000.00 | 0.00 | .00
274 |  | Gypsum Board false Ceiling Providing, fabrication and fixing in position of false ceiling ( height will be decided on the spot as per site conditions) by fixing 12 mm Th. Gypsum Board sheets on frame work of GI sheet section. The main runners of 22 gauge GI sheet and cross runners of 24 gauge GI sheet must be framed to form a mesh of 2’0”x2’0” c c. The Gypsum Board must be fixed to the GI frame and joint to be properly filled in with POP paste and paper tape to get a leveled smooth ceiling. Recessing of the Gypsum Board for light fixtures must be done along with extra frame work of GI sheet section to hold the concealed light fixtures etc. directed by the site engineer. Including two coats of primer suitable for gypsum board two or more coats of plastic emulsion paint of approved shade and also including making necessary openings for light fittings, grills, diffusers, cutouts made with frame of perimeter channels suitable fixed all complete as per drawing and specification and direction. Rate to be inclusive of shadow profile at the junction of wall ceiling, in between of ceiling, etc. complete. | Gypsum Board false Ceiling Providing, fabrication and fixing in position of false ceiling ( height will be decided on the spot as per site conditions) by fixing 12 mm Th. Gypsum Board sheets on frame work of GI sheet section. The main runners of 22 gauge GI sheet and cross runners of 24 gauge GI sheet must be framed to form a mesh of 2’0”x2’0” c c. The Gypsum Board must be fixed to the GI frame and joint to be properly filled in with POP paste and paper tape to get a leveled smooth ceiling. Recessing of the Gypsum Board for light fixtures must be done along with extra frame work of GI sheet section to hold the concealed light fixtures etc. directed by the site engineer. Including two coats of primer suitable for gypsum board two or more coats of plastic emulsion paint of approved shade and also including making necessary openings for light fittings, grills, diffusers, cutouts made with frame of perimeter channels suitable fixed all complete as per drawing and specification and direction. Rate to be inclusive of shadow profile at the junction of wall ceiling, in between of ceiling, etc. complete. | SFT | 173.000 | .00 | 0.00 | .00 | 2500.00 | 432,500.00 | 0.00 | .00
275 |  | Supplying fixing approved framed artwork by the architect or the designer under the supervision of the site engineer. | Supplying fixing approved framed artwork by the architect or the designer under the supervision of the site engineer. | Nos | 2.000 | .00 | 0.00 | .00 | 0.00 | .00 | 0.00 | .00
276 |  | Providing and laying a proprietary chemical waterproofing system consisting of polymer-modified acrylic base coating in two coats in the form of a slurry (total consumption of 1.5 Kg Sqm) as approved by the PM and as directed by the approved manufacturer of waterproofing coating, with sandwiched fiber mesh and protective screed. The work shall include cleaning the surface, grouting porous surfaces making ‘V’ grooves at junctions, cracks with nonshrink crystalline base cementitious grout, etc. Further including horizontal and vertical surfaces protected with 20mm screeding in 1 4 mortar (1 cement 4 sand), finished in ready to receive Architectural finish, in the correct line, level, and plumb, curing, grouting, testing, etc. all complete to the entire satisfaction of the PM. | Providing and laying a proprietary chemical waterproofing system consisting of polymer-modified acrylic base coating in two coats in the form of a slurry (total consumption of 1.5 Kg Sqm) as approved by the PM and as directed by the approved manufacturer of waterproofing coating, with sandwiched fiber mesh and protective screed. The work shall include cleaning the surface, grouting porous surfaces making ‘V’ grooves at junctions, cracks with nonshrink crystalline base cementitious grout, etc. Further including horizontal and vertical surfaces protected with 20mm screeding in 1 4 mortar (1 cement 4 sand), finished in ready to receive Architectural finish, in the correct line, level, and plumb, curing, grouting, testing, etc. all complete to the entire satisfaction of the PM. | SFT | 173.000 | 207,600.00 | 1200.00 | 207,600.00 | 2200.00 | 380,600.00 | 4500.00 | 778,500.00
277 |  | Acrylic signage font backlit with led modules and fixed on the bulkhead as per the design and specifications. | Acrylic signage font backlit with led modules and fixed on the bulkhead as per the design and specifications. | LS | 1.000 | .00 | 0.00 | .00 | 0.00 | .00 | 0.00 | .00

## Technical Score Detail
|  | RFQ No: R0255 COST COMPARISON REPORT | RFQ No: R0255 COST COMPARISON REPORT | RFQ No: R0255 COST COMPARISON REPORT | Comp. Date : 13/03/2024 | Comp. Date : 13/03/2024 | Comp. Date : 13/03/2024 | Vendor Name : Red Room Referesh interiors Pvt. Ltd. |  | Vendor Name : KMS INTERIOR |  | Vendor Name : Distint India Enterprises LLP
|  | RFQ No: R0255 COST COMPARISON REPORT | RFQ No: R0255 COST COMPARISON REPORT | RFQ No: R0255 COST COMPARISON REPORT | RFQ #: R0255 | RFQ #: R0255 | RFQ #: R0255 | Contact Name : Jayant |  | Contact Name : Kundan Suthar |  | Contact Name : Sanjay Jain
|  | RFQ No: R0255 COST COMPARISON REPORT | RFQ No: R0255 COST COMPARISON REPORT | RFQ No: R0255 COST COMPARISON REPORT | RFQ Date : 06/03/2024 10:44:22 | RFQ Date : 06/03/2024 10:44:22 | RFQ Date : 06/03/2024 10:44:22 | Vendor City : Delhi |  | Vendor City : |  | Vendor City :
|  | RFQ No: R0255 COST COMPARISON REPORT | RFQ No: R0255 COST COMPARISON REPORT | RFQ No: R0255 COST COMPARISON REPORT | BCD Date : | BCD Date : | BCD Date : | Telephone # : 9999984384 |  | Telephone # : |  | Telephone # :
|  | RFQ No: R0255 COST COMPARISON REPORT | RFQ No: R0255 COST COMPARISON REPORT | RFQ No: R0255 COST COMPARISON REPORT |  |  |  | Mobile # : 9999984384 |  | Mobile # : |  | Mobile # : 98102 60645
PR Number : TFS-2324-00084,TFS-2324-00085,TFS-2324-00086,TFS-2324-00087 | PR Number : TFS-2324-00084,TFS-2324-00085,TFS-2324-00086,TFS-2324-00087 | PR Number : TFS-2324-00084,TFS-2324-00085,TFS-2324-00086,TFS-2324-00087 | PR Number : TFS-2324-00084,TFS-2324-00085,TFS-2324-00086,TFS-2324-00087 | PR Number : TFS-2324-00084,TFS-2324-00085,TFS-2324-00086,TFS-2324-00087 | PR Number : TFS-2324-00084,TFS-2324-00085,TFS-2324-00086,TFS-2324-00087 | PR Number : TFS-2324-00084,TFS-2324-00085,TFS-2324-00086,TFS-2324-00087 | PR Number : TFS-2324-00084,TFS-2324-00085,TFS-2324-00086,TFS-2324-00087 | Email : info.rrrinteriors@gmail.com |  | Email : pravin.takle@kapcocatering.com |  | Email : di.sanjayjain@gmail.com
Package / RFQ Name : civil, PLB, Electrical & fire work GIANIS | Package / RFQ Name : civil, PLB, Electrical & fire work GIANIS | Package / RFQ Name : civil, PLB, Electrical & fire work GIANIS | Package / RFQ Name : civil, PLB, Electrical & fire work GIANIS | Package / RFQ Name : civil, PLB, Electrical & fire work GIANIS | Package / RFQ Name : civil, PLB, Electrical & fire work GIANIS | Package / RFQ Name : civil, PLB, Electrical & fire work GIANIS | Package / RFQ Name : civil, PLB, Electrical & fire work GIANIS | Round # : 3 (Auction) |  | Round # : 3 (Auction) |  | Round # : 3 (Auction)
Buyer : Jogeswar Sahu | Buyer : Jogeswar Sahu | Buyer : Jogeswar Sahu | Buyer : Jogeswar Sahu | Buyer : Jogeswar Sahu | Buyer : Jogeswar Sahu | Buyer : Jogeswar Sahu | Buyer : Jogeswar Sahu | Quotation Date : |  | Quotation Date : |  | Quotation Date :
Comp. # : 3 | Comp. # : 3 | Comp. # : 3 | Comp. # : 3 | Comp. # : 3 | Currency :INR | Currency :INR | Currency :INR | Quotation Validity Date : |  | Quotation Validity Date : |  | Quotation Validity Date :
Comp. # : 3 | Comp. # : 3 | Comp. # : 3 | Comp. # : 3 | Comp. # : 3 | BUDGET PRICE : | .00 |  | Quote Currency : |  | Quote Currency : |  | Quote Currency :
# | Item Code | Item Description | Last PO Details | Unit | Qty | Last PO Unit Rate | Last PO Total Value | Score | Justification | Score | Justification | Score | Justification
1 |  | PLUMBING WORK |  | EA | 1.000 | 0.00 | 0.00
2 |  | WATER SUPPLY PIPING |  |  | 0.000 | 0.00 | 0.00
3 |  | Providing and fixing Chlorinated Polyvinyl Chloride (CPVC) pipes SDR 11, having thermal stability for hot cold water supply including all CPVC plain brass threaded fittings i c fixing the pipe with clamps at 1.00 m spacing. This includes jointing of pipes fittings with one step CPVC solvent cement and the cost of cutting chases and making good the same including testing of joints complete as per direction of Engineer in Charge. (Concealed work including cutting chases and making good the walls etc.,) Pressure Testing (Pipe shall be tested with 1.5 times working pressure as covered in specifications) |  |  | 0.000 | 0.00 | 0.00
4 |  | 15 mm Dia |  | R.mt | 0.000 | 0.00 | 0.00
5 |  | 20 mm Dia |  | R.mt | 17.000 | 0.00 | 0.00
6 |  | 25 mm Dia |  | R.mt | 7.000 | 0.00 | 0.00
7 |  | 32mm Dia |  | R.mt | 0.000 | 0.00 | 0.00
8 |  | Providing fixing gun metal lever operated ball valve. Tested to a pressure of 15 Kg Sqcm. Including flanges union, nuts, bolts, washer etc. Complete as required. |  |  | 0.000 | 0.00 | 0.00
9 |  | 20mm Dia |  | Nos. | 0.000 | 0.00 | 0.00
10 |  | 25mm Dia |  | Nos. | 2.000 | 0.00 | 0.00
11 |  | 32mm Dia |  | Nos. | 0.000 | 0.00 | 0.00
12 |  | 40mm Dia |  | Nos. | 0.000 | 0.00 | 0.00
13 |  | Providing, fixing, testing and commissioning of NRV with forged brass body, brass diaphram and SS seal in water supply pipes. Complete as required. |  |  | 0.000 | 0.00 | 0.00
14 |  | 25mm Dia |  | Nos. | 1.000 | 0.00 | 0.00
15 |  | Providing, fixing, testing and commissioning of Y STRAINER FLANGED END EPOXY COATED WITH SS SCREEN (CR16B) |  |  | 0.000 | 0.00 | 0.00
16 |  | 25mm Dia |  | Nos. | 1.000 | 0.00 | 0.00
17 |  | Providing and fixing of brass multijet water meters with magnetic transmision of IS-779 1994 including with rubber gasket, flanges unions, nuts, bolts, washers, etc. complete as required. Make Kranti |  |  | 0.000 | 0.00 | 0.00
18 |  | 25 mm Dia incoming line |  | Nos. | 1.000 | 0.00 | 0.00
19 |  | 32 mm Dia incoming line |  | Nos. | 0.000 | 0.00 | 0.00
20 |  | 40 mm Dia incoming line |  | Nos. | 0.000 | 0.00 | 0.00
21 |  | Supply, installation,testing commissioning of Storage Type Electric Hot Water Generator of mentioned capacity, suitable for 3 KG cm2 pressure, Wall Mounted Floor standing type, with Auto Shut-off Thermostat, along with isoltion Valves, Air Release valve, SS flexible connections andall other std accessories |  |  | 0.000 | 0.00 | 0.00
22 |  | 3 L Capacity- |  | Nos. | 1.000 | 0.00 | 0.00
23 |  | 20 L Capacity |  | Nos. | 0.000 | 0.00 | 0.00
24 |  | 25 L Capacity- |  | Nos. | 0.000 | 0.00 | 0.00
25 |  | SITC of Eco smart RO 50 LPH Capacity with all required accessories |  | Nos | 0.000 | 0.00 | 0.00
26 |  | SITC of grease trap -model NGT-14 Capacity -25.5 lit ( 28 LPM) with all required accessories( SIZE - |  | Nos | 1.000 | 0.00 | 0.00
27 |  | SITC of grease trap -model NGT-30 Capacity -47.5 lit ( 57 LPM) with all required accessories( SIZE - |  | Nos | 0.000 | 0.00 | 0.00
28 |  | DRAINAGE |  |  | 0.000 | 0.00 | 0.00
29 |  | Providing and fixing Upvc SWR pipes ( Class B Heavy Type) including all fittings (plain or door) e.g. bends, junction, cowls, offsets, access pieces, jointing with rubber ring solvent cement joints,jali,clamps including cutting chase or holes in walls and floors and making good where required.( Inside the building) |  |  | 0.000 | 0.00 | 0.00
30 |  | 50mm Dia |  | R.mt | 3.000 | 0.00 | 0.00
31 |  | 75mm Dia |  | R.mt | 1.000 | 0.00 | 0.00
32 |  | 110 mm Dia |  | R.mt | 5.000 | 0.00 | 0.00
33 |  | 150 mm Dia |  | R.mt | 0.000 | 0.00 | 0.00
34 |  | Providing fixing in position pipe trap of self cleaning design of following sizes for the embedded areas. Making proper connection with , cutting chase hole in floors slabs and bringing the same in proper condition in cement concrete 1 2 4 mix complete as required. including cost of cutting and making good the walls and floors where required. Make |  |  | 0.000 | 0.00 | 0.00
35 |  | P-trap 110 mm dia |  | Each | 0.000 | 0.00 | 0.00
36 |  | Multi trap 110 mm dia with square grating (Outlet 75MM dia) |  | Each | 0.000 | 0.00 | 0.00
37 |  | Floor trap 110 mm dia with grating(Outlet 75MM dia) |  | Each | 0.000 | 0.00 | 0.00
38 |  | Nahani trap 110 mm dia with grating(Outlet 75MM dia) |  | Each | 1.000 | 0.00 | 0.00
39 |  | SANITARY AND C. P. FITTINGS FIXTURES |  |  | 0.000 | 0.00 | 0.00
40 |  | Only installation, testing and commissioning of sanitary and C.P. fittings |  |  | 0.000 | 0.00 | 0.00
41 |  | Providing and Fixing of S.S. sink without drain board over all size 450Wx700Dx900H mm Single bowl size - with C.P. Brass waste assembly, bottle Trap For sinks with horizontal outlet, (1 1 2 X 40mm) with extension piece wall flange rubbre adopters complete as required. |  | Nos | 1.000 | 0.00 | 0.00
42 |  | Providing and Fixing of RO S.S. sink without drain board over all size 600Wx700Dx850H mm +200 High Single bowl size - with C.P. Brass waste assembly, bottle Trap For sinks with horizontal outlet, (1 1 2 X 40mm) with extension piece wall flange rubbre adopters complete as required. |  | Nos | 0.000 | 0.00 | 0.00
43 |  | Providing and Fixing of S.S. sink without drain board over all size 450Wx450Dx850H mm High Single bowl size - with C.P. Brass waste assembly, bottle Trap For sinks with horizontal outlet, (1 1 2 X 40mm) with extension piece wall flange rubbre adopters complete as required. |  | Nos | 1.000 | 0.00 | 0.00
44 |  | Providing and Fixing of Three Bowl S.S. sink without drain board over all size 1500Wx700Dx850H mm +100 High Single bowl size - with C.P. Brass waste assembly, bottle Trap For sinks with horizontal outlet, (1 1 2 X 40mm) with extension piece wall flange rubbre adopters complete as required. |  | Nos | 0.000 | 0.00 | 0.00
45 |  | Providing and Fixing C.P. brass wall mounted table top sink mixer with swinging spout, wall mounted type complete as required. |  | Nos | 2.000 | 0.00 | 0.00
46 |  | Angle Cock with PVC pipe connection upto sink Geyser RO connection |  | Nos | 6.000 | 0.00 | 0.00
47 |  | S.S. GRATING |  |  | 0.000 | 0.00 | 0.00
48 |  | SITC of , testing and commissioning of S.S.Gratings |  |  | 0.000 | 0.00 | 0.00
49 |  | Making chamber in brick work including internal tiling etc for S.S Grating size, 300mm x 300mm, in 16 swg 25mm x25mm Square Pipe around the Frame and 20mmX 20mm Square pipe in center of frame with SS perforated tray (304 SWR). Complete as per architectural detail drawing Site Engineer s instruction. |  | Nos. | 2.000 | 0.00 | 0.00
50 |  | FIRE WORK FOR GIANIS |  | LOT | 1.000 | 0.00 | 0.00
51 |  | Supply, laying, testing Commissioning of C class heavy duty MS pipe conforming to IS 3589 1239 for hydrent and sprinkler applications including fittings like elbows, tees, flanges, tapers, nuts bolts, gaskets etc. fixing the pipe on the wall ceiling with suitable clamps, U bolt and including painting of two coats of Red Oxide , painting with two or more coats of synthetic enamel paint of Post office red shade complete as required.The installation includes all civil openings , breakages and making good the same. ( Final Quantity Measure as per site after working ) |  |  | 0.000 | 0.00 | 0.00
52 |  | 25 mm dia |  | Mtr. | 7.000 | 0.00 | 0.00
53 |  | 32 mm dia |  | Mtr. | 0.000 | 0.00 | 0.00
54 |  | 40 mm dia |  | Mtr. | 0.000 | 0.00 | 0.00
55 |  | 50 mm dia |  | Mtr. | 0.000 | 0.00 | 0.00
56 |  | 65 mm dia |  | Mtr. | 0.000 | 0.00 | 0.00
57 |  | 80 mm dia |  | Mtr. | 0.000 | 0.00 | 0.00
58 |  | 100 mm dia |  | Mtr. | 0.000 | 0.00 | 0.00
59 |  | 150 mm dia |  | Mtr. | 0.000 | 0.00 | 0.00
60 |  | 200 mm dia, 6.0 mm thick |  | Mtr. | 0.000 | 0.00 | 0.00
61 |  | Supply, laying, testing Commissioning of C class heavy duty MS pipe conforming to IS 3589 and 1239 for hydrent and sprinkler underground rings including all accessories such as screwed welded flanges, tees, reducers etc. Conforming to IS 1239 3589 complete including , welding, jointing with compressed asbestos gaskets, nuts, bolts etc. as required. with cleaning, wrapping and coating of the pipe with 4 mm thick tar based plymaric corrosion protection tape or equivalent including applying uniform coat of cold pipekot primer as per IS; 10221 for protection against corrsion suitable for all kind of soil at 1.0 M depth including excavation and making good the same as required at site . ( Final Quantity Measure as per site after working ) |  |  | 0.000 | 0.00 | 0.00
62 |  | 80 mm dia |  | Mtr. | 0.000 | 0.00 | 0.00
63 |  | 100 mm dia |  | Mtr. | 0.000 | 0.00 | 0.00
64 |  | 150 mm dia |  | Mtr. | 0.000 | 0.00 | 0.00
65 |  | Supply, installation, testing and commissioning of Brass ball valves of following sizes as required. |  |  | 0.000 | 0.00 | 0.00
66 |  | 25 mm dia. |  | Each | 1.000 | 0.00 | 0.00
67 |  | 32 mm dia. |  | Each | 0.000 | 0.00 | 0.00
68 |  | 40 mm dia. |  | Each | 0.000 | 0.00 | 0.00
69 |  | 50 mm dia |  | Each | 0.000 | 0.00 | 0.00
70 |  | 65mm dia. |  | Each | 0.000 | 0.00 | 0.00
71 |  | Supply, fixing, testing commissioning of 15 mm dia size ,quartzoid bulb sprinkler heads suitable for 68 degree centigrade rating of the following type |  |  | 0.000 | 0.00 | 0.00
72 |  | Pendant type |  | Each | 2.000 | 0.00 | 0.00
73 |  | Upright type |  | Each | 0.000 | 0.00 | 0.00
74 |  | Side wall type |  | Each | 0.000 | 0.00 | 0.00
75 |  | Supply Fixing ISI marked ( IS 15683 ) Portable Fire Exitnguisher, ABC type,finished externally with red enamel paint, complete in all respects including initial fill and wall suspension of following capacity. |  |  | 0.000 | 0.00 | 0.00
76 |  | 6 kg |  | Each | 1.000 | 0.00 | 0.00
77 |  | Supply Fixing ISI marked ( IS 15683 ) Portable fire Extinguisher, Carbon-dioxide type flat base including valve, discharge hose of not less than 10 mm dia. min. 600 mm long complete in all respects including initial fill with C02 gas confirming to IS 307-1966 filled to a filling ratio of not more than 0.667and wall suspension bracket. Capacity 5 Kg. |  | Each | 1.000 | 0.00 | 0.00
78 |  | Supply Fixing ISI marked ( IS 15683 ) Portable fire Extinguisher, k type flat base including valve, discharge hose of not less than 10 mm dia. min. 600 mm long complete in all respects including initial fill. Capacity 6kg |  | Each | 0.000 | 0.00 | 0.00
79 |  | Supply and fixing M.S. structural work fabricated from standard sections i.e. rounds, solid angles, slotted angles, channels including cutting to size, drilling, welding, fixing and welding to insert plates in RCC structural members as directed by Engineer-in-charge including cutting and making good the walls and floors (for hangers, supports, clamps, etc.) |  | Kg | 0.000 | 0.00 | 0.00
80 |  | Supplying, installation, testing commissioning of sprinkler flexible pipe (UL Listed) of stainless steel complete with 15 NPT on reducer thread with maximum working pressure of 175 PSI test pressure of 875 PSI (Burst) with branch line (Inlet) 25mm NPT male thread to sprinkler head (Outlet) 15mm NPT female thread with reducer, nipple, 2 side brackets, center bracket, stockbar of following sizes complete as required. |  |  | 0.000 | 0.00 | 0.00
81 |  | 700 MM LONG |  | Each | 0.000 | 0.00 | 0.00
82 |  | APPROVED MAKES |  |  | 0.000 | 0.00 | 0.00
83 |  | FIRE pump |  |  | 0.000 | 0.00 | 0.00
84 |  | Mather Platt ( Wilo ), Kirloskar,LUBI, Grundfos,XYLEM |  |  | 0.000 | 0.00 | 0.00
85 |  | MS GI pipes |  |  | 0.000 | 0.00 | 0.00
86 |  | Prakash Surya , TT Swastik , Jindal (Hisar ), Tata |  |  | 0.000 | 0.00 | 0.00
87 |  | Pipe Coat Material |  |  | 0.000 | 0.00 | 0.00
88 |  | Pypkote, Makphalt, Safex, mlote |  |  | 0.000 | 0.00 | 0.00
89 |  | Sluice Butterfly Non return Ball valves |  |  | 0.000 | 0.00 | 0.00
90 |  | Audco , Advance , Zoloto , Kirloskar , Intervalve, Leader, Cim |  |  | 0.000 | 0.00 | 0.00
91 |  | Fire hydrant valves Short branch pipe FB Withdrawl Inlet |  |  | 0.000 | 0.00 | 0.00
92 |  | Newage, Ceasefire, Vijay, Minimax, Eversafe , Peter autokit , Padmini |  |  | 0.000 | 0.00 | 0.00
93 |  | Fire hose pipes First aid fire hose reel Fireman s Axe |  |  | 0.000 | 0.00 | 0.00
94 |  | Newage, Ceasefire, Jayshree , Ushafire, Safex, Eversafe, Jyoti |  |  | 0.000 | 0.00 | 0.00
95 |  | Sprinkler heads |  |  | 0.000 | 0.00 | 0.00
96 |  | Tyco, Eversafe, Reliable, Spraysafe, Viking |  |  | 0.000 | 0.00 | 0.00
97 |  | Fire Extinguishers |  |  | 0.000 | 0.00 | 0.00
98 |  | Cease fire, Safex, Minimax, Newage, Peterautokit, Eversafe, Ansul |  |  | 0.000 | 0.00 | 0.00
99 |  | PR GIANIS ELECTRICAL WORK |  | LOT | 1.000 | 0.00 | 0.00
100 |  | PANELS, SWITCHGEARS DISTRIBUTION BOARD |  |  | 0.000 | 0.00 | 0.00
101 |  | MAIN PANEL-1 |  | Nos. | 0.000 | 0.00 | 0.00
102 |  | Incomer 63 AMPS 4P MCCB, 25kA with TM Based O C SC Release. |  |  | 0.000 | 0.00 | 0.00
103 |  | Meter Protection ELR with CBCT; 60 5A, 15VA, CL-1 CT s -3 Nos. for Schneider make Digital Load Manager (EM 6400 NG) |  |  | 0.000 | 0.00 | 0.00
104 |  | Indication Phase indicating lamps with 6A MCB |  |  | 0.000 | 0.00 | 0.00
105 |  | Busbar 100A TPN Cu Busbar |  |  | 0.000 | 0.00 | 0.00
106 |  | Outgoings |  |  | 0.000 | 0.00 | 0.00
107 |  | a) 63A 4P MCCB, 16kA, TM BASED-1 Nos. |  |  | 0.000 | 0.00 | 0.00
108 |  | d) 40A DP MCB-2 Nos. |  |  | 0.000 | 0.00 | 0.00
109 |  | f) 32A 4P MCCB 16kA TM Based Releases with 1.5 kW DOL Starter, Phase Indicating lamps, ON OFF TRIP Indication, ON OFF Push Button-1 Nos. |  |  | 0.000 | 0.00 | 0.00
110 |  | MAIN PANEL-2 |  | Nos. | 0.000 | 0.00 | 0.00
111 |  | Incomer 40 AMPS 4P MCCB, 25kA with TM Based O C SC Release. |  |  | 0.000 | 0.00 | 0.00
112 |  | Meter Protection ELR with CBCT; 40 5A, 15VA, CL-1 CT s -3 Nos. for Schneider make Digital Load Manager (EM 6400 NG) |  |  | 0.000 | 0.00 | 0.00
113 |  | Indication Phase indicating lamps with 6A MCB |  |  | 0.000 | 0.00 | 0.00
114 |  | Busbar 75A TPN Cu Busbar |  |  | 0.000 | 0.00 | 0.00
115 |  | Outgoings |  |  | 0.000 | 0.00 | 0.00
116 |  | a) 32A 4P MCB, 10kA-1 Nos. |  |  | 0.000 | 0.00 | 0.00
117 |  | b) 25A 4P MCB, 10kA-1 Nos. |  |  | 0.000 | 0.00 | 0.00
118 |  | c) 32A DP MCB, 10kA-1 Nos. |  |  | 0.000 | 0.00 | 0.00
119 |  | d) 40A DP MCB, 10kA-1 Nos. |  |  | 0.000 | 0.00 | 0.00
120 |  | SWITCHGEARS DISTRIBUTION BOARD |  |  | 0.000 | 0.00 | 0.00
121 |  | Supplying installing at site in positioning, connecting, testing and commissioning of the following type Distribution Boards Switchgears. (IP-43) ACRY DB |  |  | 0.000 | 0.00 | 0.00
122 |  | Provide insulated dedicated earth link for UPS DB |  |  | 0.000 | 0.00 | 0.00
123 |  | All MCB s for UPS shall be D Curve, C Curve for Power B Curve for Lighting. |  |  | 0.000 | 0.00 | 0.00
124 |  | SWITCHGEARS |  |  | 0.000 | 0.00 | 0.00
125 |  | Supply, installation, testing and commissioning of sheet metal enclosures for the following switchgears. |  |  | 0.000 | 0.00 | 0.00
126 |  | 63 40 32 20 amps 4P MCB C TYPE with complete with all mounting accessories – for Indoor Legrand make |  | Nos. | 0.000 | 0.00 | 0.00
127 |  | 63 40 32 20 amps DP MCB C TYPE with complete with all mounting accessories – IP-65 |  |  | 0.000 | 0.00 | 0.00
128 |  | 32 amps 4P MCB with 32A 5 Pin Ray Roll Socket complete with all mounting accessories waterproof (IP-65) for Kitchen |  | Nos. | 0.000 | 0.00 | 0.00
129 |  | 25 amps DP MCB with 25A 3 Pin Ray Roll Socket complete with all mounting accessories waterproof (IP-65) for Kitchen |  | Nos. | 0.000 | 0.00 | 0.00
130 |  | 16 amps DP MCB with 15A 3 Pin Ray Roll Socket complete with all mounting accessories waterproof (IP-65) for Kitchen |  | Nos. | 0.000 | 0.00 | 0.00
131 |  | 5 15 amps Switch Socket complete with all mounting accessories waterproof (IP-65) for Kitchen |  | Nos. | 0.000 | 0.00 | 0.00
132 |  | DISTRIBUTION BOARDS |  |  | 0.000 | 0.00 | 0.00
133 |  | 6 WAY SPN DB - UPS DB |  | Nos. | 0.000 | 0.00 | 0.00
134 |  | Incomer 20 AMPS DP MCB 10KA 1 Nos. |  |  | 0.000 | 0.00 | 0.00
135 |  | Outgoings 6 10 16 A SP MCB B Type - 4 Nos. |  |  | 0.000 | 0.00 | 0.00
136 |  | 8 WAY TPN - LPDB |  | Nos. | 1.000 | 0.00 | 0.00
137 |  | Incomer 63A, FP, MCB, 10kA 1 Nos |  |  | 0.000 | 0.00 | 0.00
138 |  | Sub Incomer 40A, DP, RCCB, 100mA 3 Nos |  |  | 0.000 | 0.00 | 0.00
139 |  | Outgoings 10 16 20 25 A SP MCB C Type - 24 Nos. |  |  | 0.000 | 0.00 | 0.00
140 |  | Outgoings 32 A SP MCB C Type - 0 Nos. |  |  | 0.000 | 0.00 | 0.00
141 |  | 12 WAY SPN DB - UPS DB |  | Nos. | 0.000 | 0.00 | 0.00
142 |  | Incomer 32 AMPS DP RCBO 100mA |  |  | 0.000 | 0.00 | 0.00
143 |  | Outgoings 10 16 20 A SP MCB C Type - 6 Nos. |  |  | 0.000 | 0.00 | 0.00
144 |  | POWER CABLING |  |  | 0.000 | 0.00 | 0.00
145 |  | Supply and laying, effecting proper connections, testing commissioning of the following sizes of 1.1 KV XLPE FRLS armoured unarmoured PVC insulated PVC sheathed aluminium copper conductor cables conforming to IS 1554 and IS 694 for Flexible copp |  |  | 0.000 | 0.00 | 0.00
146 |  | Aluminium cables |  |  | 0.000 | 0.00 | 0.00
147 |  | 4C x 50 Sq.mm. |  | Mtr. | 0.000 | 0.00 | 0.00
148 |  | 3.5C x 35 Sq.mm. |  | Mtr. | 0.000 | 0.00 | 0.00
149 |  | 4C x 10 Sq.mm. |  | Mtr. | 0.000 | 0.00 | 0.00
150 |  | - do - but for copper cables |  |  | 0.000 | 0.00 | 0.00
151 |  | 4C x 25 Sq.mm. |  | Mtr. | 0.000 | 0.00 | 0.00
152 |  | 4C x 16 Sq.mm. |  | Mtr. | 0.000 | 0.00 | 0.00
153 |  | 4C x 10 Sq.mm. |  | Mtr. | 20.000 | 0.00 | 0.00
154 |  | 4C x 6 Sq.mm. |  | Mtr. | 0.000 | 0.00 | 0.00
155 |  | 4C x 4 Sq.mm. |  | Mtr. | 0.000 | 0.00 | 0.00
156 |  | 4C x 2.5 Sq.mm. |  | Mtr. | 0.000 | 0.00 | 0.00
157 |  | 3C x 6 Sq.mm. |  | Mtr. | 0.000 | 0.00 | 0.00
158 |  | 3C x 4 Sq.mm. |  | Mtr. | 0.000 | 0.00 | 0.00
159 |  | 3C x 2.5 Sq.mm. |  | Mtr. | 0.000 | 0.00 | 0.00
160 |  | CU Flexible Cables |  |  | 0.000 | 0.00 | 0.00
161 |  | 4C x 6 Sq.mm. |  | Mtr. | 0.000 | 0.00 | 0.00
162 |  | 4C x 4 Sq.mm. |  | Mtr. | 0.000 | 0.00 | 0.00
163 |  | 3C x 4 Sq.mm. |  | Mtr. | 0.000 | 0.00 | 0.00
164 |  | 3C x 2.5 Sq.mm. |  | Mtr. | 0.000 | 0.00 | 0.00
165 |  | 2C x 2.5 Sq.mm. for Earthing |  | Mtr. | 0.000 | 0.00 | 0.00
166 |  | , - do - but for copper flexible cables |  |  | 0.000 | 0.00 | 0.00
167 |  | 1c x 4 Sq.mm PVC insulated PVC flexible copper conductor cables alongwith termination (GREEN COLOUR) |  | Mtr. | 0.000 | 0.00 | 0.00
168 |  | TOTAL FOR POWER CABLES |  |  | 0.000 | 0.00 | 0.00
169 |  | CABLE TERMINATION |  |  | 0.000 | 0.00 | 0.00
170 |  | Making cable and terminations including brass single compression glands and crimping type copper lugs for cable sizes mentioned below for aluminium or copper. |  |  | 0.000 | 0.00 | 0.00
171 |  | 4C x 50 Sq.mm. AL |  | Nos. | 0.000 | 0.00 | 0.00
172 |  | 3.5C x 35 Sq.mm. |  | Nos. | 0.000 | 0.00 | 0.00
173 |  | 4C x 10 Sq.mm. |  | Nos. | 0.000 | 0.00 | 0.00
174 |  | 4C x 16 Sq.mm. CU |  | Nos. | 0.000 | 0.00 | 0.00
175 |  | 4C x 10 Sq.mm. |  | Nos. | 2.000 | 0.00 | 0.00
176 |  | 4C x 6 Sq.mm. |  | Nos. | 0.000 | 0.00 | 0.00
177 |  | 4C x 4 Sq.mm. |  | Nos. | 0.000 | 0.00 | 0.00
178 |  | 4C x 2.5 Sq.mm. |  | Nos. | 0.000 | 0.00 | 0.00
179 |  | 3C x 6 Sq.mm. |  | Nos. | 0.000 | 0.00 | 0.00
180 |  | 3C x 4 Sq.mm. |  | Nos. | 0.000 | 0.00 | 0.00
181 |  | 3C x 2.5 Sq.mm. |  | Nos. | 0.000 | 0.00 | 0.00
182 |  | Flexible cable |  |  | 0.000 | 0.00 | 0.00
183 |  | 4C x 6 Sq.mm. |  | Nos. | 0.000 | 0.00 | 0.00
184 |  | 4C x 4 Sq.mm. |  | Nos. | 0.000 | 0.00 | 0.00
185 |  | 3C x 4 Sq.mm. |  | Nos. | 0.000 | 0.00 | 0.00
186 |  | 3C x 2.5 Sq.mm. (Lighting) |  | Nos. | 0.000 | 0.00 | 0.00
187 |  | 2C x 2.5 Sq.mm. |  | Nos. | 0.000 | 0.00 | 0.00
188 |  | RACEWAYS AND CABLE TRAYS |  |  | 0.000 | 0.00 | 0.00
189 |  | TRUNKING Fabricating supplying to site of installation, installation on ceiling surface 1.6 mm thick G.I. Trunking of height 50 mm and 2.0 mm thick openable cover, totally enclosed, the joints between two lengths of channels or between channel and |  |  | 0.000 | 0.00 | 0.00
190 |  | 100 mm (wide) x 100 mm (height) |  | Mtr. | 0.000 | 0.00 | 0.00
191 |  | 50 mm (wide) x 50 mm (height) |  | Mtr. | 0.000 | 0.00 | 0.00
192 |  | RACEWAY Fabricating, supplying to site of installation, installation in the floor before the flooring from 2 mm thick pregalvanised MS CRCA sheet, totally enclosed, height 40 mm . The two lengths of raceways shall be fitted with Collars , 50 mm wide, 3 m |  |  | 0.000 | 0.00 | 0.00
193 |  | 100 mm (wide) x 40 mm (height) |  | Mtr. | 0.000 | 0.00 | 0.00
194 |  | 65 mm (wide) x 40 mm (height) |  | Mtr. | 0.000 | 0.00 | 0.00
195 |  | JUNCTION BOXES Fabricating supplying to site of installation, Junction boxes made from 2 mm thick pregalvanised sheet, with 3.0 mm thick pregalvanised cover including providing neoprene gaskets between the cover and the junction box, cadmium plated fla |  |  | 0.000 | 0.00 | 0.00
196 |  | (variation in height may be considered for quoting as floor thickness may vary) |  |  | 0.000 | 0.00 | 0.00
197 |  | 250 mm x 250 x 60 50 mm (height) |  | Mtr. | 0.000 | 0.00 | 0.00
198 |  | 150 mm x 150 x 60 50 mm (height) |  | Mtr. | 0.000 | 0.00 | 0.00
199 |  | 100 mm x 150 x 60 50 mm (height) |  | Mtr. | 0.000 | 0.00 | 0.00
200 |  | CABLE TRAY Design manufacture , supply and fixing in position the cable trays of the following sizes for supporting 1.1 KV grade armoured unarmoured aluminium copper conductor cables. Fabricate the cable trays from perforated 1.6 2mm thick M.S. CRCA she |  |  | 0.000 | 0.00 | 0.00
201 |  | 300 mm wide x 50 mm x 2.0 mm thk |  | Mtr. | 0.000 | 0.00 | 0.00
202 |  | 150 mm wide x 50 mm x 2.0 mm thk |  | Mtr. | 10.000 | 0.00 | 0.00
203 |  | 100 mm wide x 50 mm x 2.0 mm thk |  | Mtr. | 0.000 | 0.00 | 0.00
204 |  | 50 mm wide x 50 mm x 2.0 mm thk |  | Mtr. | 0.000 | 0.00 | 0.00
205 |  | POINT WIRING |  |  | 0.000 | 0.00 | 0.00
206 |  | Point wiring LENGTH from DB to SB or First Light point control be MCB shall be avg. of 15Mtr. of 3C x 2.5 sq mm FRLS PVC insulated stranded copper conductor wires. For SB to SB the length shall be measured in Mtr. |  |  | 0.000 | 0.00 | 0.00
207 |  | The secondary Loop point length shall be 10Mtr from Light fixture to light fixture. If secondary point shall be operated from MCB then the length shall be 10 Mtr. |  |  | 0.000 | 0.00 | 0.00
208 |  | All sockets to be checked with a Check Plug socket tester for live-neutral reverse, no earth,neutral fault, live earth reverse, neutral earth reverse. |  |  | 0.000 | 0.00 | 0.00
209 |  | The Circuit No. and DB no. label shall be provided on all UPS ,RAW sockets and switchboards with label printer. |  |  | 0.000 | 0.00 | 0.00
210 |  | The Length shall be paid as per the actual measurements as per following manner. |  |  | 0.000 | 0.00 | 0.00
211 |  | Wiring for the Primary light points with 3C x 2.5 Sq.mm FRLS PVC insulated stranded copper conductor wires in GI conduits in F.ceiling walls ceiling as direc­ted from Distribution Board to Switch Board including providing 6 amps flush type switches, 5 |  |  | 0.000 | 0.00 | 0.00
212 |  | From DB to Normal Switch Board |  | Nos. | 5.000 | 0.00 | 0.00
213 |  | From DB to Emergency Switch Board |  | Nos. | 0.000 | 0.00 | 0.00
214 |  | Wiring for the following light points with 3 x 2.5 Sq.mm FRLS PVC insulated stranded copper conductor wires in GI conduits in F.ceiling walls ceiling as direc­ted including providing 6 amps flush type switches, 5 sided G.I Boxes for housing switc­hes a |  |  | 0.000 | 0.00 | 0.00
215 |  | First point controlled by one no. 6 amp switch. (upto 10Mtr.) |  | Nos. | 3.000 | 0.00 | 0.00
216 |  | First point controlled by one no. 6 amp switch. (upto 20Mtr.) |  | Nos. | 0.000 | 0.00 | 0.00
217 |  | First point controlled by one no. 6 amp switch. For Emergency Light (upto 10Mtr.) |  | Nos. | 2.000 | 0.00 | 0.00
218 |  | First point controlled by one no. 6 amp switch. For Emergency Light (upto 20Mtr.) |  | Nos. | 0.000 | 0.00 | 0.00
219 |  | Same as item No. 4.2.1 4.2.2 above but LOOP POINT i.e. wiring of point looped from first point with 3C x 2.5 sq. mm FRLS PVC insulated copper conductor wire in concealed exposed GI conduit and earthing |  | Nos. | 3.000 | 0.00 | 0.00
220 |  | Same as item No. 4.2.3 4.2.4 above but LOOP POINT i.e. wiring of point looped from first point with 3C x 2.5 sq. mm FRLS PVC insulated copper conductor wire in concealed exposed GI conduit and earthing For Emergency Light |  | Nos. | 2.000 | 0.00 | 0.00
221 |  | Wiring for the following light points controlled by MCB in DB (Cost of MCB has been taken elsewhere in the tender) with 3C x 2.5 sq. mm FRLS PVC insulated copper conductor wires in concealed exposed GI conduits as called for and earthing. |  |  | 0.000 | 0.00 | 0.00
222 |  | First point controlled by existing MCB in D.B. |  | Nos. | 0.000 | 0.00 | 0.00
223 |  | First Emergency point controlled by existing MCB in D.B. |  | Nos. | 0.000 | 0.00 | 0.00
224 |  | Same as item No.4.5.1 above but LOOP POINT i.e. wiring of point looped from first point with 3C x 2.5 sq. mm FRLS. insulated copper conductor wire in concealed exposed GI conduit and earthing |  | Nos. | 0.000 | 0.00 | 0.00
225 |  | Same as item No. 4.5.2 above but LOOP POINT i.e. wiring of point looped from first point with 3C x 2.5 sq. mm FRLS. insulated copper conductor wire in concealed exposed M.S. conduit and earthing For Emergency Lighting |  | Nos. | 0.000 | 0.00 | 0.00
226 |  | Wiring for UPS Raw plug outlets points with 3C x 4 sqmm FRLS PVC Insulated and PVC sheathed flexible cable with bright annealed electrolytic copper conductor , 1100 volt grade confirming to IS 694-1990 with latest amendments, in existing Channels con |  | Mtr. | 175.000 | 0.00 | 0.00
227 |  | Wiring for UPS Raw plug outlets points with 4C x 4 sqmm FRLS PVC Insulated and PVC sheathed flexible cable with bright annealed electrolytic copper conductor , 1100 volt grade confirming to IS 694-1990 with latest amendments, in existing Channels con |  | Mtr. | 0.000 | 0.00 | 0.00
228 |  | Providing and fixing in position the following GI RIGID conduits including all accessories concealed in F. ceiling wall floor as required including pull boxes with 3mm thick perspex sheet cover plate complete with 1.6 mm dia. G.I. pull wires in the leng |  |  | 0.000 | 0.00 | 0.00
229 |  | 20 mm dia GI Conduit |  | Mtr. | 80.000 | 0.00 | 0.00
230 |  | 25 mm dia GI Conduit |  | Mtr. | 50.000 | 0.00 | 0.00
231 |  | Providing and fixing in position the following GI FLEXIBLE conduits including all accessories concealed in F. ceiling wall floor as required including pull boxes with 3mm thick perspex sheet cover plate complete with 1.6 mm dia. G.I. pull wires in the l |  |  | 0.000 | 0.00 | 0.00
232 |  | 20 mm dia GI Conduit |  | Mtr. | 0.000 | 0.00 | 0.00
233 |  | 25 mm dia GI Conduit |  | Mtr. | 25.000 | 0.00 | 0.00
234 |  | Supply Laying of 2Cx2.5 Sq.mm FRLS Cu Flexible Cable in 25mm dia. GI Conduit for CCTV |  | Mtr. | 0.000 | 0.00 | 0.00
235 |  | MODULAR SWITCHES |  |  | 0.000 | 0.00 | 0.00
236 |  | Supply, installation, testing commissioning of following types of modular switches, cover plates, 5 sided G.I. Boxes for housing the modular switches earthing complete as required. GI Boxes to have earth pin for body earthing. The Circuit No. and DB n |  |  | 0.000 | 0.00 | 0.00
237 |  | 6A One Way Switch |  | Nos. | 12.000 | 0.00 | 0.00
238 |  | 6A 5 pin Socket - 1Nos. 6A Switch - 1Nos. |  | Nos. | 7.000 | 0.00 | 0.00
239 |  | 6 16A Socket outlet - 1Nos. 16A Switch - 1Nos.(Raw UPS Power) |  | Nos. | 4.000 | 0.00 | 0.00
240 |  | 5 15 amps Switch Socket complete with all mounting accessories waterproof (IP-65) for Kitchen |  | Nos. | 0.000 | 0.00 | 0.00
241 |  | 20 Amp 1- Ph Industrial Socket (Metal Clad) |  | Nos. | 3.000 | 0.00 | 0.00
242 |  | 32 Amp 3- Ph Industrial Socket (Metal Clad) |  | Nos. | 0.000 | 0.00 | 0.00
243 |  | 20 Amp 1- Ph Electrical Outlet |  | Nos. | 1.000 | 0.00 | 0.00
244 |  | Data Outlet (RJ-45) |  | Nos. | 2.000 | 0.00 | 0.00
245 |  | Telephone Outlet (RJ-11) |  | Nos. | 2.000 | 0.00 | 0.00
246 |  | Supplying and erecting following GI strip used for earthing on wall with necessary MS clamps fixed on wall Cable trays Hume pipes etc. The jointes shall be Bolted Welded. The joints shall be painted with bituminous paint in an approved manner. |  |  | 0.000 | 0.00 | 0.00
247 |  | 25 x 3 mm |  | Mtr. | 0.000 | 0.00 | 0.00
248 |  | Supplying and erecting bare Copper conductor of following sizes |  |  | 0.000 | 0.00 | 0.00
249 |  | 8 SWG |  | Mtr. | 50.000 | 0.00 | 0.00
250 |  | MISCELLANEOUS WORKS |  |  | 0.000 | 0.00 | 0.00
251 |  | Supply fixing in position approved shock treatment chart written in English, Hindi and Local language. These charts shall be framed in wooden frame covered with clear glass. |  | Nos. | 1.000 | 0.00 | 0.00
252 |  | Supply fixing in position the best quality danger notice boards of approved shape size as reqd. by the local Electrical Inspecting Authority written in English, Hindi local language. |  | Nos. | 1.000 | 0.00 | 0.00
253 |  | The contractor to submit all the AS BUILT DRAWINGS after the completion of the project for Electrical ELV Services executed at site. |  | Part of Tender | 0.000 | 0.00 | 0.00
254 |  | UPS System |  |  | 0.000 | 0.00 | 0.00
255 |  | Supply,Installation, testing and commissioning of following type of Online UPS Inverter as per drawings and specifications with all other accessories. |  | Nos. | 1.000 | 0.00 | 0.00
256 |  | Online UPS |  |  | 0.000 | 0.00 | 0.00
257 |  | 1.0 KVA UPS |  |  | 0.000 | 0.00 | 0.00
258 |  | 12V DC maintenance free batteries for 30 minutes battery backup. |  |  | 0.000 | 0.00 | 0.00
259 |  | Input supply voltage -230-250 Volts |  |  | 0.000 | 0.00 | 0.00
260 |  | Output voltage -220-240V+ -1% |  |  | 0.000 | 0.00 | 0.00
261 |  | Voltage Regulation -Less than or equal to + - 1% |  |  | 0.000 | 0.00 | 0.00
262 |  | Output frequency -50 Hz + - 0.05 Hz |  |  | 0.000 | 0.00 | 0.00
263 |  | Type of cooling -Forced air cooled |  |  | 0.000 | 0.00 | 0.00
264 |  | Invertor Efficiency -Better than 85% |  |  | 0.000 | 0.00 | 0.00
265 |  | Output Power factor -0.8 |  |  | 0.000 | 0.00 | 0.00
266 |  | TOTAL FOR UPS |  |  | 0.000 | 0.00 | 0.00
267 |  | PR FOR GIANIS INTERIORS DESIGN |  | LOT | 1.000 | 0.00 | 0.00
268 |  | P A of single coat backing plaster of 15-18 mm thick in CM 1 4 proportion to the walls others surface including scaffolding, curing the joints, etc. The rates are inclusive of providing chicken mesh of 18mm gauge 150mm width at junction of brick RCC etc. at the walls, columns, beams etc., seven days water treatment as anti crack of plaster. Complete as per site engineer s instruction. |  | Sq.Ft | 682.000 | 0.00 | 0.00
269 |  | Providing and laying 4 1 2 thick half brickwork in partition walls and architectural elements etc., with well burnt 1st class table moulded, good quality approved bricks in 1 4 Cement Mortar (1 Cement 4 Coarse Sand by volume) including soaking the bricks in water adequately and drying, scaffolding, curing, rubbing the surface, raking out the joints etc., complete as directed and specified. |  | Sq.Ft | 35.000 | 0.00 | 0.00
270 |  | Providing and laying up to 50-75 mm thick cement concrete flooring with 1 2 4 cement concrete laid to proper level and slope in alternate bays including compactions, filling joints, or as directed, finishing smooth with cement Mortar 1 1 of sufficient minimum thickness to give a smooth even surface and curing etc. complete as per architects instructions. |  | Sq.Ft | 173.000 | 0.00 | 0.00
271 |  | CINDER BLOCK COBA of Avg. thickness mentioned below; After laying of soil pipes, floor traps is completed the floor of the sunken portion shall be covered with cinder coba embedded manually with 15-20 mm wide joints in 20 mm thk. Waterproofing mortar 1 4 ( 1 cement 4 coarse sand )in layers upto the full ht. of sunken portion, having top layer of 50 mm thk waterproof mortar 1 4 ( 1 cement 4 coarse sand ) using specialized W.P. chemical, finished smooth rough with floating coat of neat cement all complete and as per specification. |  | Sq.Ft | 173.000 | 0.00 | 0.00
272 |  | Fixing laying of 150mm high kota stone for skirting with bedding of appropriate approved make adhesive colour joint filler inclusive of making all groove chamfering rounding hole where ever required, in proper line and level in all direction, polishing finishing cleaning etc. Complete as per detail drawing, specification and as directed by PMC. |  | RFT | 53.000 | 0.00 | 0.00
273 |  | P F of 304 grade 3mm thick SS Corner guard (30mm x 30mm), finished as per approved sample fixing with SS full thread screws on each corner of the kitchen s wall before cladding of tiles, so that the corner may be protected from damage. Complete in proper line level and site engineer s instruction. |  | RFT | 43.000 | 0.00 | 0.00
274 |  | Kota stone slab flooring over 20 mm (average) thick base laid over and jointed with grey cement slurry mixed with pigment to match the shade of the slab including rubbing and polishing complete with base of cement mortar 1 4 (1 cement 4 coarse sand) |  | SFT | 173.000 | 0.00 | 0.00
275 |  | Providing and fixing in subway tile of approved make shade on any surface as per details in drawing and Over 12 mm thk bed of cement mortar 1 3 (cement fine sand ) with thick grey cement slurry, with hairline joints using cement grout. The job includes cutting tiles making smooth edges wherever required. The work shall also include the cost of materials, wastages, labor, all lead and lift at all levels, loading and unloading, transportation, curing, etc., and all other incidental charges, etc. Complete as specified in the drawing to the satisfaction of the Site Engineer. Ceramic wall tile (Printed) With customized line work Make -Johnson in exposed area Ceramic wall tile white Satin white 75x300mm below the counter or hidden area |  | SFT | 210.000 | 0.00 | 0.00
276 |  | Providing applying two or more coats of Textured paint surface coating of approved make and shade over walls etc. after preparing the surface with a coat of primer and 4-6mm thick plaster of Paris punning to give a smooth and even surface etc. |  | SFT | 317.000 | 0.00 | 0.00
277 |  | Providing and fixing solid teak wood fixed on wall. Size 50 x 18mm as per detail drawing. Finished with clear Melamine Polish in matte finish. |  | RFT | 51.000 | 0.00 | 0.00
278 |  | Gypsum Board false Ceiling Providing, fabrication and fixing in position of false ceiling ( height will be decided on the spot as per site conditions) by fixing 12 mm Th. Gypsum Board sheets on frame work of GI sheet section. The main runners of 22 gauge GI sheet and cross runners of 24 gauge GI sheet must be framed to form a mesh of 2’0”x2’0” c c. The Gypsum Board must be fixed to the GI frame and joint to be properly filled in with POP paste and paper tape to get a leveled smooth ceiling. Recessing of the Gypsum Board for light fixtures must be done along with extra frame work of GI sheet section to hold the concealed light fixtures etc. directed by the site engineer. Including two coats of primer suitable for gypsum board two or more coats of plastic emulsion paint of approved shade and also including making necessary openings for light fittings, grills, diffusers, cutouts made with frame of perimeter channels suitable fixed all complete as per drawing and specification and direction. Rate to be inclusive of shadow profile at the junction of wall ceiling, in between of ceiling, etc. complete. |  | SFT | 173.000 | 0.00 | 0.00
279 |  | Supplying fixing approved framed artwork by the architect or the designer under the supervision of the site engineer. |  | Nos | 2.000 | 0.00 | 0.00
280 |  | Providing and laying a proprietary chemical waterproofing system consisting of polymer-modified acrylic base coating in two coats in the form of a slurry (total consumption of 1.5 Kg Sqm) as approved by the PM and as directed by the approved manufacturer of waterproofing coating, with sandwiched fiber mesh and protective screed. The work shall include cleaning the surface, grouting porous surfaces making ‘V’ grooves at junctions, cracks with nonshrink crystalline base cementitious grout, etc. Further including horizontal and vertical surfaces protected with 20mm screeding in 1 4 mortar (1 cement 4 sand), finished in ready to receive Architectural finish, in the correct line, level, and plumb, curing, grouting, testing, etc. all complete to the entire satisfaction of the PM. |  | SFT | 173.000 | 0.00 | 0.00
281 |  | Acrylic signage font backlit with led modules and fixed on the bulkhead as per the design and specifications. |  | LS | 1.000 | 0.00 | 0.00