## Price Comparison
|  | RFQ No: R1390 COST COMPARISON REPORT | RFQ No: R1390 COST COMPARISON REPORT | RFQ No: R1390 COST COMPARISON REPORT | Comp. Date : 13/08/2024 | Vendor Name : INTER CARE ENTERPRISES (RV242523149) | [5 empty] | Vendor Name : SHAH ENTERPRISES (RV232419010) | [5 empty] | Vendor Name : NAS Contracts Private Limited (RV232419136) | [5 empty] | Vendor Name : EMPIRE FURNITURES (T054973)
|  | RFQ No: R1390 COST COMPARISON REPORT | RFQ No: R1390 COST COMPARISON REPORT | RFQ No: R1390 COST COMPARISON REPORT | RFQ #: R1390 | Contact Name : ATTAHAR ALI SHAIKH | [5 empty] | Contact Name : Sabir Ali Shah | [5 empty] | Contact Name : NIKESH SHAH | [5 empty] | Contact Name : GAURANG MISTRY
|  | RFQ No: R1390 COST COMPARISON REPORT | RFQ No: R1390 COST COMPARISON REPORT | RFQ No: R1390 COST COMPARISON REPORT | RFQ Date : 12/08/2024 12:37:09 | Vendor City : | [5 empty] | Vendor City : | [5 empty] | Vendor City : | [5 empty] | Vendor City :
|  | RFQ No: R1390 COST COMPARISON REPORT | RFQ No: R1390 COST COMPARISON REPORT | RFQ No: R1390 COST COMPARISON REPORT | BCD Date : 12/08/2024 14:12:00 | Telephone # : | [5 empty] | Telephone # : | [5 empty] | Telephone # : | [5 empty] | Telephone # :
|  | RFQ No: R1390 COST COMPARISON REPORT | RFQ No: R1390 COST COMPARISON REPORT | RFQ No: R1390 COST COMPARISON REPORT |  | Mobile # : | [5 empty] | Mobile # : | [5 empty] | Mobile # : | [5 empty] | Mobile # : 98333 83434
PR Number : BLR-2425-00050,BLR-2425-00068 | PR Number : BLR-2425-00050,BLR-2425-00068 | PR Number : BLR-2425-00050,BLR-2425-00068 | PR Number : BLR-2425-00050,BLR-2425-00068 | PR Number : BLR-2425-00050,BLR-2425-00068 | PR Number : BLR-2425-00050,BLR-2425-00068 | Email : info.intercareenterprises@gmail.com | [5 empty] | Email : project.shahenterindia@gmail.com | [5 empty] | Email : Nikesh.shah@nas-india.com | [5 empty] | Email : empirefurnitures@gmail.com
Package / RFQ Name : Civil, Interior & PLB for IFH Bangalore | Package / RFQ Name : Civil, Interior & PLB for IFH Bangalore | Package / RFQ Name : Civil, Interior & PLB for IFH Bangalore | Package / RFQ Name : Civil, Interior & PLB for IFH Bangalore | Package / RFQ Name : Civil, Interior & PLB for IFH Bangalore | Package / RFQ Name : Civil, Interior & PLB for IFH Bangalore | Round # : 8 (RFQ) | [5 empty] | Round # : 8 (RFQ) | [5 empty] | Round # : 8 (RFQ) | [5 empty] | Round # : 8 (RFQ)
Buyer : Binu Balachandran / Technical : / Approver : | Buyer : Binu Balachandran / Technical : / Approver : | Buyer : Binu Balachandran / Technical : / Approver : | Buyer : Binu Balachandran / Technical : / Approver : | Buyer : Binu Balachandran / Technical : / Approver : | Buyer : Binu Balachandran / Technical : / Approver : | Quotation Date : |  |  | Quotation Validity Date : |  |  | Quotation Date : |  |  | Quotation Validity Date : |  |  | Quotation Date : |  |  | Quotation Validity Date : |  |  | Quotation Date : |  |  | Quotation Validity Date :
Comp. # : 8 | Comp. # : 8 | Comp. # : 8 | Comp. # : 8 | Comp. # : 8 | Currency :INR | Buyer Remark : Detailed PO terms shall be mentioned in Annexure sheet | [5 empty] | Buyer Remark : | [5 empty] | Buyer Remark : | [5 empty] | Buyer Remark :
Comp. # : 8 | Comp. # : 8 | Comp. # : 8 | Comp. # : 8 | Comp. # : 8 | BUDGET PRICE : | Quote Currency : INR | [5 empty] | Quote Currency : INR | [5 empty] | Quote Currency : INR | [5 empty] | Quote Currency : INR
# | Item Code | Item Description | Unit | Qty | Last PO Details | First Bid | Disc % | GST % | Technical | Unit Price | Total | First Bid | Disc % | GST % | Technical | Unit Price | Total | First Bid | Disc % | GST % | Technical | Unit Price | Total | First Bid | Disc % | GST % | Technical | Unit Price | Total
1 |  | Civil Interior | NOS | 1 |  | 57913844.49 | 0 | 18 |  | 57913844.49 | 57913844.49 | 59270713.77 | 0 | 0 |  | 59270713.77 | 59270713.77 | 93016069.99 | 0 | 0 |  | 92085909 | 92085909 | 96627168.58 | 0 | 18 |  | 91793990.08 | 91793990.08
2 |  | Plumbing Work | NOS | 1 |  | 2444934 | 0 | 18 |  | 2444934 | 2444934 | 1265995 | 0 | 0 |  | 1265995 | 1265995 | 4139718.75 | 0 | 0 |  | 4139718.75 | 4139718.75 | 1364234 | 0 | 18 |  | 1364234 | 1364234
Item Total | [6 empty] | 0 | 10864580.13 |  |  | 60358778.49 |  | 0 | 0 |  |  | 60536708.77 |  | 0 | 0 |  |  | 96225627.75 |  | 0 | 16768480.33 |  |  | 93158224.08
Discount Total Value | [5 empty] | Grand Dis. Amt | 0 |  |  |  | 0 | Grand Dis. Amt | 0 |  |  |  | 0 | Grand Dis. Amt | 0 |  |  |  | 0 | Grand Dis. Amt | 0 |  |  |  | 0
GST Total Amount | [10 empty] | 10864580.13 | [5 empty] | 10896607.5786 | [5 empty] | 17320612.995 | [5 empty] | 16768480.33
Net Landed Cost | [9 empty] | INR | 71223358.62 |  |  |  |  | INR | 71433316.3486 |  |  |  |  | INR | 113546240.745 |  |  |  |  | INR | 109926704.41
Vendor Status
Sr No. | Vendor Code | Vendor Name
1 | T054973 | EMPIRE FURNITURES
2 | T054523 | Gold Fingers
3 | RV232419136 | NAS Contracts Private Limited
4 | RV232419010 | SHAH ENTERPRISES
5 | RV242523189 | BAKAR INTERIOR
6 | RV242523259 | INTER CARE ENTERPRISES
7 | RV242523149 | INTER CARE ENTERPRISES

## BOQ Price Bid
|  | RFQ No: R1390 COST COMPARISON REPORT | Comp. Date : 13/08/2024 | Comp. Date : 13/08/2024 | Comp. Date : 13/08/2024 | Vendor Name : Gold Fingers | Vendor Name : Gold Fingers | Vendor Name : INTER CARE ENTERPRISES | Vendor Name : INTER CARE ENTERPRISES | Vendor Name : SHAH ENTERPRISES | Vendor Name : SHAH ENTERPRISES | Vendor Name : NAS Contracts Private Limited | Vendor Name : NAS Contracts Private Limited | Vendor Name : EMPIRE FURNITURES | Vendor Name : EMPIRE FURNITURES
|  | RFQ No: R1390 COST COMPARISON REPORT | RFQ #: R1390 | RFQ #: R1390 | RFQ #: R1390 | Contact Name : Farid Sheikh | Contact Name : Farid Sheikh | Contact Name : ATTAHAR ALI SHAIKH | Contact Name : ATTAHAR ALI SHAIKH | Contact Name : Sabir Ali Shah | Contact Name : Sabir Ali Shah | Contact Name : NIKESH SHAH | Contact Name : NIKESH SHAH | Contact Name : GAURANG MISTRY | Contact Name : GAURANG MISTRY
|  | RFQ No: R1390 COST COMPARISON REPORT | RFQ Date : 12/08/2024 12:37:09 | RFQ Date : 12/08/2024 12:37:09 | RFQ Date : 12/08/2024 12:37:09 | Vendor City : | Vendor City : | Vendor City : | Vendor City : | Vendor City : | Vendor City : | Vendor City : | Vendor City : | Vendor City : | Vendor City :
|  | RFQ No: R1390 COST COMPARISON REPORT | BCD Date : 12/08/2024 14:12:00 | BCD Date : 12/08/2024 14:12:00 | BCD Date : 12/08/2024 14:12:00 | Telephone # : | Telephone # : | Telephone # : | Telephone # : | Telephone # : | Telephone # : | Telephone # : | Telephone # : | Telephone # : | Telephone # :
|  | RFQ No: R1390 COST COMPARISON REPORT |  |  |  | Mobile # : 9930851888 | Mobile # : 9930851888 | Mobile # : | Mobile # : | Mobile # : | Mobile # : | Mobile # : | Mobile # : | Mobile # : 98333 83434 | Mobile # : 98333 83434
PR Number : BLR-2425-00050,BLR-2425-00068 | PR Number : BLR-2425-00050,BLR-2425-00068 | PR Number : BLR-2425-00050,BLR-2425-00068 | PR Number : BLR-2425-00050,BLR-2425-00068 | PR Number : BLR-2425-00050,BLR-2425-00068 | PR Number : BLR-2425-00050,BLR-2425-00068 | Email : info@goldfingers.in | Email : info@goldfingers.in | Email : info.intercareenterprises@gmail.com | Email : info.intercareenterprises@gmail.com | Email : project.shahenterindia@gmail.com | Email : project.shahenterindia@gmail.com | Email : Nikesh.shah@nas-india.com | Email : Nikesh.shah@nas-india.com | Email : empirefurnitures@gmail.com | Email : empirefurnitures@gmail.com
Package / RFQ Name : Civil, Interior & PLB for IFH Bangalore | Package / RFQ Name : Civil, Interior & PLB for IFH Bangalore | Package / RFQ Name : Civil, Interior & PLB for IFH Bangalore | Package / RFQ Name : Civil, Interior & PLB for IFH Bangalore | Package / RFQ Name : Civil, Interior & PLB for IFH Bangalore | Package / RFQ Name : Civil, Interior & PLB for IFH Bangalore | Round # : 8 (RFQ) | Round # : 8 (RFQ) | Round # : 8 (RFQ) | Round # : 8 (RFQ) | Round # : 8 (RFQ) | Round # : 8 (RFQ) | Round # : 8 (RFQ) | Round # : 8 (RFQ) | Round # : 8 (RFQ) | Round # : 8 (RFQ)
Buyer : Binu Balachandran | Buyer : Binu Balachandran | Buyer : Binu Balachandran | Buyer : Binu Balachandran | Buyer : Binu Balachandran | Buyer : Binu Balachandran | Techanical Score : | Techanical Score : | Techanical Score : | Techanical Score : | Techanical Score : | Techanical Score : | Techanical Score : | Techanical Score : | Techanical Score : | Techanical Score :
Comp. # : 8 | Comp. # : 8 | Comp. # : 8 | Currency :INR | Currency :INR | Currency :INR | Quotation Date : | Quotation Date : | Quotation Date : | Quotation Date : | Quotation Date : | Quotation Date : | Quotation Date : | Quotation Date : | Quotation Date : | Quotation Date :
Comp. # : 8 | Comp. # : 8 | Comp. # : 8 | BUDGET PRICE :.00 | BUDGET PRICE :.00 | BUDGET PRICE :.00 | Quotation Validity Date : | Quotation Validity Date : | Quotation Validity Date : | Quotation Validity Date : | Quotation Validity Date : | Quotation Validity Date : | Quotation Validity Date : | Quotation Validity Date : | Quotation Validity Date : | Quotation Validity Date :
Sr No. | Item Code | Item Name | UOM | Qty | Minimum Amount | Unit Price | Amount | Unit Price | Amount | Unit Price | Amount | Unit Price | Amount | Unit Price | Amount
1 |  | Civil Interior | NOS | 1 |  |  | 55540704.4 |  | 57913844.49 |  | 59270713.77 |  | 92085909 |  | 91793990.08
1 | I | CIVIL WORK
2 | 1.1 | 18 mm thick Italian Marble flooring | Smt | 190 | 1615000 | 9150 | 1738500 | 10795 | 2051050 | 9899 | 1880810 | 12294 | 2335860 | 13007 | 2471330
3 |  | Flooring shall consist of Marble as per drawing, At least 50 mm thk bedding mortar in 1 4 ratio, At least 18 mm thk marble to be fixed in white cement only, Marble shall be mirror polished, Marble to be cut as per size and laid with tight hairline joints, Joints to be filled Joint sealent, matching to marble in TIM-X or equivalent joint filler,including approved sealer to be applied on all sides, with edge polish etc., complete, Including using plastic Pvc sheet and POP to protect on marble flooring as protection , Include removal and disposing of protection materials before handover, Basic cost of marble Rs 450 sft
4 | 1.2 | 18 mm thick Italian Marble Dado on Lift wall including Jambline | Smt | 41.04 | 352944 | 9150 | 375516 | 11050 | 453492 | 10491 | 430550.64 | 11958 | 490756.32 | 13093 | 537336.72
5 |  | At least 18 mm thk polished marble fixed to Plastered masonry, Marble shall be cut from slabs of even thickness, Marble shall be installed with white cement paste, Include all finished marble niches, with V groove edge polish etc. complete, All joints of Marble shall be filled with matching colour TIM-X or equivalent grout filler, All visible edges of Marble shall be mirror polished, including approved sealer to be applied on all sides , Basic cost of marble Rs 450 sft
6 | 1.3 | Designer Texture Tile Cladding | Smt | 25.2 | 169470 | 8450 | 212940 | 7450 | 187740 | 6725 | 169470 | 8976 | 226195.2 | 8663 | 218307.6
7 |  | Clean existing wall surface before fixing Texture designer tile Before starting, carefully read the suppliers laying plan and instructions.DecorativeTexture tiles shall be fixed and finished as per manufacturers instructions, preferably by a nominated contractor. Basic cost of Texture tiles at Rs.400 sft without tax
8 | 1.4 | Marble Jamb line | rmt | 22.5 | 66937.5 | 3850 | 86625 | 3414 | 76815 | 3198 | 71955 | 3852 | 86670 | 4023 | 90517.5
9 |  | All around the Opening Up to 250 mm Wide ,polished Italian marble fixed to existing masonry Plastered wall, Marble shall be installed with white cement paste, if installed on masonry work, with edge Moulding etc. complete, All joints of Marble shall be filled with matching colour TIM-X or equivalent grout filler, All visible edges of Marble shall be mirror polished, including approved sealer to be applied on all sides , Special care to be taken to fix marble on horizontal surface. Shall rest over ply at one end and vertical marble on the other, ( Basic cost of marble Rs 450 sft )
10 | 1.5 | Marble Skirting Boxing -Openable | rmt | 60 | 127620 | 3250 | 195000 | 2127 | 127620 | 4018 | 241080 | 10700 | 642000 | 7569 | 454140
11 |  | up to 150 mm high x 200 mm wide ,Skirting Boxing to be made out of 18 mm thick Marine ply, Ply to be covered with 18 MM thick Italian Marble including Edge Moulding, etc. complete, All joints of Marble shall be filled with matching colour TIM-X or equivalent grout filler, All visible edges of Marble shall be mirror polished, approved sealer to be applied on all sides ( Basic cost of marble Rs 450 sft )
12 | II | FRENCH PLASTER WORK
13 | 2.1 | Fire line Gypsum board ceiling | Smt | 20 | 40680 | 2400 | 48000 | 2034 | 40680 | 2583 | 51660 | 2868 | 57360 | 2687 | 53740
14 |  | All G.I framework for ceiling to be used manufactured by GYPSteel only at 400 mm c c suspenders, closer at 1200 mm c c, 12.5 mm thk Gypsum board to be used manufactured by Saint Gobain Gypsum Board or La Farge only, Gypsum Board sheets shall be fitted finished as per manufacturer s specification, All joints to be filled with jointing compound including fiber tape reinforcement, Include finished cutouts for light fixtures, AC grills including necessary framework ply support , Include horizontal structural member to span below HVAC ducting for ceiling suspenders ( Note - existing structural ceilling height is 4300 mm )
15 | 2.2 | Bulk Head in Profile- In Flat Water cut Paint finish | rmt | 30 | 318000 | 10600 | 318000 | 30080 | 902400 | 29520 | 885600 | 48475 | 1454250 | 38910 | 1167300
16 |  | As per drawing -Size up to 600 mm wide x 1850 mm high, Using 50mm x 36 mm, 16 SWG aluminum framework at 600 mm c c Fixed on existing Structural Framework, Frame to be covered with 18 mm thick marine ply, For Curve surface use 6+6+6 mm flexi ply, 12 mm thick HDF to be fixed on Ply, For Curve surface use 6+6 mm flexi HDF, All joints shall be filled with suitable fillers and reinforcement tape, 50 mm wide x 25 mm thick HDF flutting to be fixed on HDF surface with 25 mm gap, Base and HDF moulding surface shall be finished n Water cut enamal Paint finish, as approved by Architect, include 450 mm wide x 100 mm thick veneer finish Band at bottom, Veneer to be finished in Approved Melamine polish . Including 2 layers of light Pelmet with Led strip light provision. (Basic cost of veneer up to Rs. 125 -sft )
17 |  | refer Drawing no- B01-TFS-DOM02-ID-00-13
18 | 2.3 | POP plaster punning | Smt | 50 | 24250 | 485 | 24250 | 615 | 30750 | 538 | 26900 | 732 | 36600 | 736 | 36800
19 |  | Average 12 mm thk Universal plaster punning by Gyproc Stucco, Tile bullmarks to be used for channel gliding tracks, Bull marks to be removed before apply punning, Surface to be in perfect plum, line and level, Include pencil rounding to wall corners as instructed, Smooth finished to receive finishing coating, Exclude painting work
20 | III | CARPENTRY WORK
21 | 3.1 | FRP Ply Paneling
22 |  | providing and fixing Fire rated plywood to existing framework pop wall surface with flat head, full thread, sheet metal screws, Edges of plywood to end at center of aluminum framework. Edges to be tightly screwed to aluminum framework at 300 mm c c. Edges to be planed properly to receive finish material
23 |  | 12 mm thk Fire rated plywood | Smt | 10 | 16140 | 1890 | 18900 | 2160 | 21600 | 1614 | 16140 | 3018 | 30180 | 2576 | 25760
24 |  | 15 mm thk Fire rated plywood | Smt | 10 | 21000 | 2100 | 21000 | 2740 | 27400 | 2690 | 26900 | 3426 | 34260 | 3351 | 33510
25 |  | 18 mm thk Fire rated plywood | Smt | 10 | 23000 | 2300 | 23000 | 3280 | 32800 | 2959 | 29590 | 3990 | 39900 | 3841 | 38410
26 |  | 6 mm thk Flexi Fire rated plywood | Smt | 10 | 12800 | 1280 | 12800 | 1650 | 16500 | 1614 | 16140 | 2040 | 20400 | 1767 | 17670
27 | 3.2 | Veneer skin | Smt | 10 | 43040 | 6890 | 68900 | 6133 | 61330 | 4304 | 43040 | 6042 | 60420 | 6885 | 68850
28 |  | Using 4 mm thk approved veneer sheet with 0.4 mm thick wooden face, pressed over backing plywood including matching wood beading as per approved design, with 3 mm x 3mm finish groove as per design, Figure of veneer to be matched as per design, Pressing shall be free of defects, Veneer to be finished in Approved Waterbase PU polish
29 |  | (Basic cost of veneer up to Rs. 125 -sft )
30 |  | refer Drawing no- B01-TFS-DOM02-ID-00-13
31 | 3.3 | SS Satin Bronze finish Floor Insert in Curved Profile | Rmt | 150 | 172200 | 2500 | 375000 | 1175 | 176250 | 1148 | 172200 | 3330 | 499500 | 1373 | 205950
32 |  | up to 18 mm wide, 4 mm thick 304 grade Insert in Two Floorings , Fixed with epoxy adhesive
33 | 3.4 | SS Bronze Satin finish skirting 50mm high | Rmt | 10 | 9500 | 1350 | 13500 | 1500 | 15000 | 1312 | 13120 | 1806 | 18060 | 1238 | 12380
34 |  | 16 SWG, 304 Grade SS skirting over existing ply, Fixed with epoxy adhesive
35 |  | refer Drawing no- B01-TFS-DOM02-ID-00-13
36 | 3.5 | View Cutter Paneling up to 2500 mm high above Deck Slab | sqmt | 90 | 382500 | 4250 | 382500 | 13698 | 1232820 | 10491 | 944190 | 20395 | 1835550 | 11890 | 1070100
37 |  | Proividin and fixing using 36 x36 mm MS partition frame work with cross bracing, Frame Anchor to Deck slab, Exoposed side of frame to be covered with 12 mm thick HDF base ,additional 6 mm HDF to be fixed on 12 mm thick base with 12 mm Groove pattern, Finish in apporoved Lustur paint
38 | IV | MISCELLANOUS WORK
39 | 4.1 | Art paintings atrifacts | LS | 1 | 0 | 2500000 | 2500000 | 0 | 0 | 0 | 0 | 0 | 0 | 75240 | 75240
40 | 4.2 | Signages | LS | 1 | 0 | 500000 | 500000 | 0 | 0 | 0 | 0 | 0 | 0 | 102600 | 102600
41 | 4.3 | Attendance for MEPF works | LS | 1 | 0 | 500000 | 500000 | 0 | 0 | 0 | 0 | 0 | 0 | 533520 | 533520
42 |  | On Electrical Lighting allied Works
43 |  | On IT Works
44 |  | On Fire Protection System Works
45 |  | On HVAC Works
46 |  | On Plumbing Works
47 |  | On Kitchen Works
48 |  | Including all Other services
49 | V | PAINTING WORK
50 | 5.1 | Highlight Painting to walls | smt | 50 | 24600 | 600 | 30000 | 650 | 32500 | 807 | 40350 | 492 | 24600 | 577 | 28850
51 |  | Sanding and preparing surface for receiving paint, One coat of cement primer in solvent base, Two coats of putty in oil synthetic enamel base, Three coats of luster paint. Complete as per manufacturer s specifications
52 | 5.2 | Duco Paint to Walls Partition | smt | 50 | 113750 | 2800 | 140000 | 3287 | 164350 | 4842 | 242100 | 3912 | 195600 | 4049 | 202450
53 |  | Sanding and preparing surface for receiving paint, Final coats of Dcuot paint. Complete as per manufacturer s specifications
54 | 5.3 | Painting to ceiling in acrylic emulsion paint | smt | 50 | 24000 | 480 | 24000 | 650 | 32500 | 699 | 34950 | 552 | 27600 | 577 | 28850
55 |  | Sanding and preparing surface for receiving paint, One coat of cement primer in solvent base. Two coats of putty ,Three coats of acrylic emulsion paint, Complete as per manufacturer s specifications
56 | 5.4 | Concrete texture finish Paint | smt | 50 | 187500 | 3750 | 187500 | 5474 | 273700 | 3766 | 188300 | 4986 | 249300 | 3866 | 193300
57 |  | Paint By Evolve-mumbai ( basic cost of Pait Rs 250 sqft )
58 | I | DEMOLITION WORK | PS | 2 | 0 | 100000 | 200000 | 0 | 0 | 0 | 0 | 0 | 0 | 72333 | 144666
59 | II | MASONRY WORK
60 | 2.1 | P C of 150mm thick block masonry conforming to IS 2185 (Part-I), walls to start from floor slab up to true ceiling, suitably anchored to back existing wall existing columns in cement mortar in 1 4 ratio, minimum 12 15mm thick, only 43 or 53 grade cement Adhesive to be used. Constructed in perfect plum, line and level. Wall to be cured for at least 3 days. Rate inclusive of required scaffolding, ranking out the joints, cutting, providing fixing of including providing RCC Patli to be after every 5 layers and lintel work for the doors windows curved windows opening of 100mm x 100mm at every 1.00m C C with 2 nos. 8mm dia Tor bars and 6mm dia links at 300 c c in cement concrete of mix M 20, required formwork complete with raking out joints, curing, doing independent double legged scaffolding as per specifications etc. at all heights, depths and leads as directed, exclude cement plaster. Complete as per site engineer s instruction and Architectural detail drawings. All external divider walls up to 4300mm ht up to mother slab level. | Sq. Mtr. | 87.2 | 178324 | 3000 | 261600 | 2740 | 238928 | 2045 | 178324 | 4519 | 394056.8 | 4098 | 357345.6
61 | 2.2 | P C of 100mm thick block masonry conforming to IS 2185 (Part-I), walls to start from floor slab up to true ceiling, suitably anchored to back existing wall existing columns in cement mortar in 1 4 ratio, minimum 12 15mm thick, only 43 or 53 grade cement Adhesive to be used. Constructed in perfect plum, line and level. Wall to be cured for at least 3 days. Rate inclusive of required scaffolding, ranking out the joints, cutting, providing fixing of including providing RCC Patli to be after every 5 layers and lintel work for the doors windows curved windows opening of 100mm x 100mm at every 1.00m C C with 2 nos. 8mm dia Tor bars and 6mm dia links at 300 c c in cement concrete of mix M 20, required formwork complete with raking out joints, curing, doing independent double legged scaffolding as per specifications etc. at all heights, depths and leads as directed, exclude cement plaster. Complete as per site engineer s instruction and Architectural detail drawings. All external divider walls up to 4300mm ht up to mother slab level. | Sq. Mtr. | 41.12 | 70808.64 | 2250 | 92520 | 2300 | 94576 | 1722 | 70808.64 | 2622 | 107816.64 | 3165 | 130144.8
62 | 2.3 | P A of single coat backing plaster of 12 15 mm thick in CM 1 4 proportion to the walls others concrete masonry surfaces including raking out joints, hacking concrete surfaces and applying approved chemical bonding agent for receiving cement finished dash coat plaster and applying a scratch coat over concrete surfaces by bonding adhesive chemical coat as directed by approved manufacturer to create a key, cleaning grooving deep junctions of concrete masonry, grouting then back by mortar mixed with non shrinking compound along with packing of clean, fresh square cut aggregate; also providing and fixing approved metal mesh (18 gauge) @ 150 200mm wide to junctions of concrete and masonry, preparing jambs, sills, grooves, pattas, wattas, rounding of corners, all complete as per architectural drawings, specifications and finished smooth with wooden rundha or rough to take specified cladding or as specified, depth and lifts, doing independent double-legged scaffolding, cleaning of surfaces, curing. complete as per specification and to the approval of the PM scaffolding, curing the joints, seven days water treatment as anti crack of plaster, etc.. Complete as per site engineer s instruction. These are for all the both surfaces of new constructed masonry walls rcc wall columns beams etc. | Sq. Mtr. | 240.79 | 161329.3 | 670 | 161329.3 | 767 | 184685.93 | 807 | 194317.53 | 1200 | 288948 | 1018 | 245124.22
63 | 2.4 | P A of single coat backing plaster of 12 15 mm thick in CM 1 4 proportion to the walls others concrete masonry surfaces including raking out joints, hacking concrete surfaces and applying approved chemical bonding agent for receiving cement finished dash coat plaster and applying a scratch coat over concrete surfaces by bonding adhesive chemical coat as directed by approved manufacturer to create a key, cleaning grooving deep junctions of concrete masonry, grouting then back by mortar mixed with non shrinking compound along with packing of clean, fresh square cut aggregate; also providing and fixing approved metal mesh (18 gauge) @ 150 200mm wide to junctions of concrete and masonry, preparing jambs, sills, grooves, pattas, wattas, rounding of corners, all complete as per architectural drawings, specifications and finished smooth with wooden rundha or rough to take specified cladding or as specified, depth and lifts, doing independent double-legged scaffolding, cleaning of surfaces, curing. complete as per specification and to the approval of the PM scaffolding, curing the joints, seven days water treatment as anti crack of plaster, etc.. Complete as per site engineer s instruction. These are for all the both surfaces of new constructed masonry walls rcc wall columns beams etc. | Sq. Mtr. | 444.3 | 340778.1 | 870 | 386541 | 767 | 340778.1 | 807 | 358550.1 | 1165 | 517609.5 | 1326 | 589141.8
64 | 2.5 | P C of 50mm 75mm thick screed in cement concrete mix of 1 2 4 (1 cement 2 sand 4 aggregate 20mm) well vibrated, compacted, fixed to correct level and finished smooth and cured by keeping surfaces well- covered and protected against excesses of any type, all complete at all heights and leads to the satisfaction. Laying the same in proper line level on the seating area s floor to maintain the floor leveling to get the smooth surface to lay the finishing floor materials on the said surface. Complete as per architectural detail drawings instruction by the site engineer. | Sq. Mtr. | 131 | 116590 | 1900 | 248900 | 898 | 117638 | 1453 | 190343 | 1914 | 250734 | 1950 | 255450
65 | III | CIVIL WORK
66 | 3.1 | 18 mm thick Italian Marble flooring - Dark | Smt | 100 | 850000 | 9150 | 915000 | 10795 | 1079500 | 9899 | 989900 | 12006 | 1200600 | 13007 | 1300700
67 |  | Flooring shall consist of Marble as per drawing, At least 50 mm thk bedding mortar in 1 4 ratio, At least 18 mm thk marble to be fixed in white cement only, Marble shall be mirror polished, Marble to be cut as per size and laid with tight hairline joints, Joints to be filled Joint sealant, matching to marble in TIM-X or equivalent joint filler, including Approved sealer to be applied on all sides , with edge polish etc., complete, Including using plastic Pvc sheet and POP to protect on marble flooring as protection , Include removal and disposing of protection materials before handover, Basic cost of marble Rs 450 sft
68 | 3.2 | Kota Stone Flooring for Corridor | Smt | 25 | 62500 | 2500 | 62500 | 3040 | 76000 | 3228 | 80700 | 3066 | 76650 | 5080 | 127000
69 |  | P F of 19mm thick Kota Stone flooring (selected approved grey colour - size, 550mm x550mm, basic cost INR. 538.00 SM), stone to be machine cut, machine polished, laid in pattern and sizes as detailed in drawing, bedded over cement sand mortar of mix ratio of 1 6 (1 cement 6 sand) including cleaning and preparing the surface for bedding, Kotah to be laid with tight hairline joints , joints to be cleaned and grouted with matching colour approved quality Epoxy based readymade grout, curing, machine polishing, cleaning, etc. complete at all depths, heights and leads to the satisfactions, necessary cut out for services purpose, etc. Complete in proper line level as per site engineer s instruction. It is considered for service area.
70 | 3.3 | 18 mm thick Italian Marble Dado on Lift wall including Jambline | Smt | 61.6 | 529760 | 9150 | 563640 | 10995 | 677292 | 10491 | 646245.6 | 8658 | 533332.8 | 13093 | 806528.8
71 |  | At least 18 mm thk polished marble fixed to Plastered masonry, Marble shall be cut from slabs of even thickness, Marble shall be installed with white cement paste, Include all finished marble niches, with V groove edge polish etc. complete, All joints of Marble shall be filled with matching colour TIM-X or equivalent grout filler, including Approved sealer to be applied on all sides, All visible edges of Marble shall be mirror polished, Basic cost of marble Rs 450 sft
72 | 3.4 | 18 mm thick Exotic Italian Marble Cladding on signage wall | Smt | 26.2 | 360250 | 20000 | 524000 | 19660 | 515092 | 16678 | 436963.6 | 50574 | 1325038.8 | 22456 | 588347.2
73 |  | At least 18 mm thk polished marble fixed to Plastered masonry, Marble shall be cut from slabs of even thickness, Marble shall be installed with white cement paste, Include all finished marble niches, with V groove edge polish etc. complete, All joints of Marble shall be filled with matching colour TIM-X or equivalent grout filler, including Approved sealer to be applied on all sides, All visible edges of Marble shall be mirror polished, Basic cost of marble Rs 1000 sft
74 | 3.5 | Marble finish Planter Box | nos | 2 | 188500 | 115000 | 230000 | 105000 | 210000 | 125000 | 250000 | 159945 | 319890 | 205359 | 410718
75 |  | As per Drawing- Size up to 1800 mm in length x 600 mm wide 600 mm high, Planter box Frame to be made 50 mm x 38 mm MS box Frame, Planter Skirting Base to be Covered with 12 mm thick FRP Ply and 50 mm high 16g 304 grade SS satin Bronze finish Skirting, Frame Vertical surfaces to be covered with At least 18 mm thk Onyx marble fixed to MS box frame with SS clamps pins and Adhesive from outside , and From in side Base to be finish in ordinary marble and Vertical Surfaces to be covered with 12 mm thick FRP Ply and Laminate with Mirror Screw ( openable Panel ), Including 6 mm thick 304 grade SS satin Bronze finish top Trim, etc. complete, All joints of Marble shall be filled with matching colour TIM-X or equivalent grout filler, including Approved sealer to be applied on all sides, All visible edges of Marble shall be mirror polished, Basic cost of marble Rs 1500 sft
76 | 3.6 | Kota Stone Skirting 150 mm high | Rmt | 40 | 19800 | 1950 | 78000 | 637 | 25480 | 525 | 21000 | 828 | 33120 | 931 | 37240
77 |  | P F of 19mm thick Kota Stone Skirting (selected approved grey colour - size, 550mm x550mm, basic cost INR. 538.00 SM), stone to be machine cut, machine polished, Fix as detailed in drawing, fix with tight hairline joints , joints to be cleaned and grouted with matching colour approved quality Epoxy based readymade grout, curing, machine polishing, cleaning, etc. necessary cut out for services purpose, etc. Complete in proper line level as per site engineer s instruction. It is considered for service area.
78 | IV | FRENCH PLASTER WORK
79 | 4.1 | Fire line Gypsum board ceiling | Smt | 128 | 260352 | 2400 | 307200 | 2034 | 260352 | 2583 | 330624 | 12552 | 1606656 | 2687 | 343936
80 |  | All G.I framework for ceiling to be used manufactured by GYPSteel only at 400 mm c c suspenders, closer at 1200 mm c c, 12.5 mm thk Gypsum board to be used manufactured by Saint Gobain Gypsum Board or La Farge only, Gypsum Board sheets shall be fitted finished as per manufacturer s specification, All joints to be filled with jointing compound including fiber tape reinforcement, Include finished cutouts for light fixtures, AC grills including necessary framework ply support , Include horizontal structural member to span below HVAC ducting for ceiling suspenders ( Note - existing structural ceilling height is 4300 mm )
81 | 4.2 | Curved Feature ceiling with facia in Water cut Enamal Paint finish | Smt | 5 | 28750 | 14350 | 71750 | 6120 | 30600 | 16140 | 80700 | 17364 | 86820 | 20652 | 103260
82 |  | All MS framework for ceiling to be used, 50mm x 50 mm, MS Box framework at 600 mm c c fixed to Existing MS framework Wall and Partition frame work with proper welding bolting , Including anti rust paint ,ceiling frame to be covered with 12 mm thick ply from all side and 6+6 mm thick Flexi ply for curved profile, Ply to be covered with 12mm thk MDF board to be used to Received Water cut Enamal PaintFinish Including 6+6 mm thick for curved profile, All joints to be filled with jointing compound , Include finished cutouts for light fixtures, AC grills .
83 | 4.3 | FR Gypsum board Cove for indirect light
84 |  | In L shape with 150 mm deep up to 300mm high and 50 mm wide fascia, All G.I framework for ceiling to be used manufactured by GYPSteel only, 12.5 mm thk Gypsum board to be used manufactured by Saint Gobain Gypsum Board or La Farge only, Gypsum Board sheets shall be fitted finished as per manufacturer s specification, All joints to be filled with jointing compound including fiber tape reinforcement, Include finished cutouts for, AC grills including necessary framework ply support required, Exclude painting, Only fire line Gypsum
85 |  | *in Straight Profile | Rmt | 32 | 10400 | 325 | 10400 | 645 | 20640 | 1148 | 36736 | 1224 | 39168 | 2457 | 78624
86 |  | *In Curved Profile | Rmt | 30 | 10800 | 360 | 10800 | 1050 | 31500 | 1250 | 37500 | 1500 | 45000 | 3687 | 110610
87 | 4.4 | POP plaster punning | Smt | 191.9 | 93071.5 | 485 | 93071.5 | 615 | 118018.5 | 538 | 103242.2 | 774 | 148530.6 | 736 | 141238.4
88 |  | Average 12 mm thk Universal plaster punning by Gyproc Stucco, Tile bull marks to be used for channel gliding tracks, Bull marks to be removed before apply punning, Surface to be in perfect plum, line and level, Include pencil rounding to wall corners as instructed, Smooth finished to receive finishing coating, Exclude painting work
89 | V | CARPENTRY WORK
90 | 5.1 | Aluminum frame work In Profile for Art work | Smt | 49.56 | 148680 | 3000 | 148680 | 3835 | 190062.6 | 3050 | 151158 | 8196 | 406193.76 | 7154 | 354552.24
91 |  | 36mm x 36 mm, 16 SWG aluminum framework at 600 mm c c on wall column , 18 mm x 18mm, 3 mm aluminum angle to be used for assembling paneling framework, Only round head, full thread, sheet metal screws to be used, Framework to be fixed to wall in perfect plum, line and level, Suitable bracket to be provided behind framework for correct alignment, including provision for Electrical Conduit and slot for Digital screen as shown in drawing
92 | 5.2 | Aluminum frame work For Paneling | Smt | 41.25 | 123750 | 3000 | 123750 | 3835 | 158193.75 | 3050 | 125812.5 | 3330 | 137362.5 | 4835 | 199443.75
93 |  | 36mm x 36 mm, 16 SWG aluminum framework at 600 mm c c on wall column , 18 mm x 18mm, 3 mm aluminum angle to be used for assembling paneling framework, Only round head, full thread, sheet metal screws to be used, Framework to be fixed to wall in perfect plum, line and level, Suitable bracket to be provided behind framework for correct alignment, including provision for Electrical Conduit and slot for Digital screen as shown in drawing
94 | 5.3 | FRP Ply Paneling
95 |  | providing and fixing Fire rated plywood to existing framework pop wall surface with flat head, full thread, sheet metal screws, Edges of plywood to end at center of aluminum framework. Edges to be tightly screwed to aluminum framework at 300 mm c c. Edges to be planed properly to receive finish material
96 | a | 12 mm thk Fire rated plywood | Smt | 111 | 179154 | 1890 | 209790 | 2160 | 239760 | 1614 | 179154 | 3018 | 334998 | 2576 | 285936
97 | b | 15 mm thk Fire rated plywood | Smt | 10 | 21000 | 2100 | 21000 | 2740 | 27400 | 2690 | 26900 | 3426 | 34260 | 3351 | 33510
98 | c | 18 mm thk Fire rated plywood | Smt | 10 | 23000 | 2300 | 23000 | 3280 | 32800 | 2959 | 29590 | 3990 | 39900 | 3841 | 38410
99 | d | 6 mm thk Flexi Fire rated plywood | Smt | 10 | 12500 | 1250 | 12500 | 1650 | 16500 | 1614 | 16140 | 2040 | 20400 | 1767 | 17670
100 | 5.4 | HDF Paneling
101 |  | providing and fixing HDF Panel to existing framework pop wall surface with flat head, full thread, sheet metal screws, Edges of HDF to end at center of framework. Edges to be tightly screwed to framework at 300 mm c c. Edges to be planed properly to receive finish material
102 |  | 12 mm thk HDF | Smt | 69.8 | 122359.4 | 1890 | 131922 | 1753 | 122359.4 | 1937 | 135202.6 | 2544 | 177571.2 | 1779 | 124174.2
103 |  | 6 mm thk Flexi HDF | Smt | 10 | 8710 | 1250 | 12500 | 1315 | 13150 | 2152 | 21520 | 2394 | 23940 | 871 | 8710
104 | 5.5 | Fluted Wall paneling in Metallic Duco paint finish | smt | 69.8 | 453700 | 10500 | 732900 | 9750 | 680550 | 8070 | 563286 | 18330 | 1279434 | 13327 | 930224.6
105 |  | Using 12 mm thk HDF to be fixed on Existing ply as base , All joints shall be planed and smoothened before installing fluting mouldings.All joints shall be filled with suitable fillers and reinforcement tape, if required. HDF Moldings to be fixed as per drawing ( min 25 mm wide deep ), shall be installed on HDF back surface in perfect plumb, line and level. base and HDF moulding surface shall be finished in metallic duco paint, as approved by Architect
106 | 5.6 | Backlit Feature Wall Paneling in SS Gold Finish | smt | 13 | 139750 | 15500 | 201500 | 19500 | 253500 | 24210 | 314730 | 59220 | 769860 | 165694 | 2154022
107 |  | As per Drawing - Size up to 3600 mm wide x 3600 mm high, Feature wall frame work to be made out of 50mm x 100 mm MS Box framework , fixed to Floor slab wall with adequate anchor bolts and plates, Including anti rust paint , Frame to be covered 6 mm thick FRP Flexi Ply, 6+6 mm thick FRP Flexi ply bttens to be made and fix on 6 mm thick base ply with 30 mm Gap,Batten to be covered with 16G, 304 grade SS sheet in C shape Profile ( as per approved design ) sheet in Gold Finish , 30 mm x 40 mm SS Gold finish box insert in Perforated sheet as per drawing, including Vertical provision for Led strip light and Electrical Conduit. Include SS sheet insert in Groove
108 | 5.7 | Concrete Finish Fins- in Profile | SQmt | 25.2 | 163800 | 19500 | 491400 | 12100 | 304920 | 12500 | 315000 | 16614 | 418672.8 | 28346 | 714319.2
109 |  | As per Drawing - Size upto 650 mm wide x 3600 mm high, Fins frame work to be made out of 38mm x 38 mm MS Box framework , fixed to Floor slab wall with adequate anchor bolts and plates, Including anti rust paint , Frame to be covered with 12 mm thick Marin Ply , 4 mm thick HDF to be Fix on ply to received Concrete finish Coating, including Vertical Light Pelmet provision for Led strip light and Electrical Conduit. Include 16 SWG, 304 Grade SS skirting. ( basic cost of Pait Rs 250 sqft )
110 | 5.8 | SS Bronze Satin finish skirting 50mm high | Rmt | 24.2 | 29959.6 | 1350 | 32670 | 1500 | 36300 | 1312 | 31750.4 | 1806 | 43705.2 | 1238 | 29959.6
111 |  | 16 SWG, 304 Grade SS skirting over existing ply, Fixed with epoxy adhesive
112 | 5.9 | 400 mm wide Veneer SS finish Portal | Smt | 14.1 | 63450 | 4500 | 63450 | 8100 | 114210 | 13450 | 189645 | 23850 | 336285 | 38703 | 545712.3
113 |  | Providing and fixing 4 mm thick Venner and 16 G SS 304 cladding as portal, finish in PU and PVD coating
114 | 5.1 | TINTED Mirror PANELING | Smt | 42.2 | 158925.2 | 7500 | 316500 | 7600 | 320720 | 3766 | 158925.2 | 11292 | 476522.4 | 11596 | 489351.2
115 |  | Providing and fixing 8 mm thick Tinted Mirror on exisitng ply , Fixed with Approved adhesive
116 | 5.11 | Reception Desk - Lecturn for Main Enterance | Nos | 1 | 135000 | 250000 | 250000 | 135000 | 135000 | 325000 | 325000 | 561876 | 561876 | 391582 | 391582
117 |  | Providing and fixing 1000 mm wide x 2000 mm length Reception (Lectrun )desk , finish in Marble SS Veneer. As per detail drawings
118 | 5.12 | Reception Desk - Lecturn for Service lift Entry | Nos | 1 | 67500 | 125000 | 125000 | 67500 | 67500 | 175000 | 175000 | 237990 | 237990 | 126864 | 126864
119 |  | Providing and fixing 1000 mm wide x 1000 mm length Reception (Lectrun )desk , finish in Marble SS Veneer. As per detail drawings
120 | 5.13 | Service room Spa room Door in Fluted design matching to fluted paneling in metallic Paint Finish | No | 2 | 150000 | 78000 | 156000 | 75000 | 150000 | 80000 | 160000 | 109310 | 218620 | 205068 | 410136
121 |  | Size 1000mm x 2250mm
122 |  | Door Frame
123 |  | Overall finish size 250mm x 50 mm thk without rebate,Door frame to be Made up Using 18 mm thick FRP ply as rough ground, fixed to masonry wall in perfect plumb, line and level by using 6 long Hilti Anchor bolt (total 6 nos - 3 nos each side), Clad with 4 mm thk HDF, Rebate to be separately put in CP wood, including , Wood to be treated with anti-termite medicine, Frame to be finish in Approved Metallic Duco paint finish
124 |  | Shutter
125 |  | Overall size 900 mm wide x 2250 mm ht. x 1 leaf, up to 67 mm thk. Using 38 mm thick readymade fireproof shutter covered with 12 mm thick FRP ply on both sides. The shutter shall be clad with 4 mm thick mdf on one side Laminate on other side including NBTW beading all around. including 25x25mm HDF strip press on HDF side on shutter as per drawings, Shutter and MDF strip be finish in Approved Metallic duco paint finish
126 |  | Hardware
127 |  | 125 mm x 50 mm x 4 mm thk bearing type SS hinges fixed between frame and shutter with SS screws. At least 4 nos. hinges per shutter, Dead lock with suitable cover plate, Concealed door closer by Hafele Dorma as per required capacity, 1 set of handle as approved by Architect
128 | 5.14 | Fire Hose reel Double leaf Glass Door | nos | 1 | 25650 | 30000 | 30000 | 48750 | 48750 | 60000 | 60000 | 149598 | 149598 | 25650 | 25650
129 |  | Shutter-Size 1200mm x 2250mm
130 |  | As per drawing, Using 6 mm toughened glass Door with Powder coated Aluminum frame , all edges CNC machine polished
131 |  | Hardware
132 |  | The shutter shall be mounted on min. 3 nos. bearing SS copper finished hinges with proprietary screws, made by Hafele Dorma or equivalent approved by Architect. handle with locking arrangement, by Hafele or equivalent approved,
133 | 5.15 | Service Door_Dining Area | No | 1 | 90000 | 165000 | 165000 | 105000 | 105000 | 90000 | 90000 | 193494 | 193494 | 293988 | 293988
134 |  | Size 1500mm x 2250mm Double Leaf
135 |  | Door Frame
136 |  | Overall finish size 250mm x 50 mm thk without rebate, Door frame to be Made up Using 18 mm thick FRP ply as rough ground, fixed to masonry wall in perfect plumb, line and level by using 6 long Hilti Anchor bolt (total 6 nos - 3 nos each side), Clad with 12 mm thk New burma teak wood, Rebate to be separately put in rough ground frame, Wood to be treated with anti-termite medicine, Frame to be finish in Approved Melamine polish
137 |  | Shutter
138 |  | Overall size 750 mm wide x 2250 mm ht. x 2 leaf, up to 67 mm thk. Using 38 mm thick readymade fireproof shutter covered with 12 mm thick FRP ply on both sides. The shutter shall be clad with 4 mm thick Veneer from lounge side and other side 1 mm thick approved Laminate, including NBTW beading all around. Shutter to be finish in Approved Melamine polish , Including Vision panel as per drawing.
139 |  | Hardware
140 |  | Heavy duty floor Spring by Hafle or Dorma, Dead lock with suitable cover plate, including 300 mm wide SS kick plate from both side of shutter, 1 set of handle as approved by Architect
141 |  | PAINTING WORK
142 | 6.1 | Duco Paint to Walls Partition | smt | 20 | 45500 | 2800 | 56000 | 3287 | 65740 | 4842 | 96840 | 3912 | 78240 | 4049 | 80980
143 |  | Sanding and preparing surface for receiving paint, Final coats of Duco paint. Complete as per manufacturer s specifications
144 | 6.2 | Concrete texture finish Coating | smt | 15 | 56250 | 3750 | 56250 | 4000 | 60000 | 3766 | 56490 | 4986 | 74790 | 3866 | 57990
145 |  | Paint By Evolve-mumbai ( basic cost of Pait Rs 250 sqft )
146 | 6.3 | Artificial Silver Gold leafing on ceiling | smt | 36 | 149400 | 4500 | 162000 | 4150 | 149400 | 9146 | 329256 | 4980 | 179280 | 8099 | 291564
147 |  | Surface to be ready with putty and primer, to receive metal leaf, Metal leafing to be applied over surface by skilled labour, Metal leaf to be installed as per approved sample, Stain coating to be applied as per approved sample, 2 coats of protective coating in matt glossy finish, as instructed by Architect
148 | 6.4 | Luster Painting to walls | smt | 160 | 78720 | 600 | 96000 | 650 | 104000 | 807 | 129120 | 492 | 78720 | 577 | 92320
149 |  | Sanding and preparing surface for receiving paint, One coat of cement primer in solvent base, Two coats of putty in oil synthetic enamel base, Three coats of luster paint. Complete as per manufacturer s specifications
150 | 6.5 | Painting to ceiling in acrylic emulsion paint | smt | 180 | 86400 | 480 | 86400 | 650 | 117000 | 699 | 125820 | 552 | 99360 | 577 | 103860
151 |  | Sanding and preparing surface for receiving paint, One coat of cement primer in solvent base. Two coats of putty ,Three coats of acrylic emulsion paint, Complete as per manufacturer s specifications
152 | 6.6 | Black matt paint to walls, beams structural frame and ceiling above false ceiling | smt | 60 | 18000 | 300 | 18000 | 735 | 44100 | 430 | 25800 | 552 | 33120 | 369 | 22140
153 |  | Sanding and preparing surface for receiving paint, Oil based, black matt paint to be applied in two coats, Clean surface before applying
154 | I | CIVIL WORK - fine dine live kitchen
155 | 1.1a | 18 mm thick Italian Marble flooring in Various Marble shade and in strip form Pattern - for Dining | Smt | 121 | 1107150 | 9150 | 1107150 | 13450 | 1627450 | 11298 | 1367058 | 25055 | 3031655 | 13007 | 1573847
156 |  | Marble strip size up to 50 to 225 mm wide in various length, Flooring shall consist of Marble as per drawing, At least 50 mm thk bedding mortar in 1 4 ratio, At least 18 mm thk marble to be fixed in white cement only, Marble shall be mirror polished, Marble to be cut as per size and laid with tight hairline joints, Joints to be filled Joint sealant, matching to marble in TIM-X or equivalent joint filler, including Approved sealer to be applied on all sides , with edge polish etc., complete, Including using plastic Pvc sheet and POP to protect on marble flooring as protection , Include removal and disposing of protection materials before handover, Basic cost of marble Rs 450 sft
157 | 1.1b | Kotah tile Flooring for Live Kitchen | smt | 20 | 39000 | 1950 | 39000 | 3040 | 60800 | 3228 | 64560 | 3264 | 65280 | 5080 | 101600
158 |  | P F of 19mm thick Kota Stone flooring (selected approved grey colour - size, 550mm x550mm, basic cost INR. 538.00 SM), stone to be machine cut, machine polished, laid in pattern and sizes as detailed in drawing, bedded over cement sand mortar of mix ratio of 1 6 (1 cement 6 sand) including cleaning and preparing the surface for bedding, Kotah to be laid with tight hairline joints , joints to be cleaned and grouted with matching colour approved quality Epoxy based readymade grout, curing, machine polishing, cleaning, etc. complete at all depths, heights and leads to the satisfactions, necessary cut out for services purpose, etc. Complete in proper line level as per site engineer s instruction. It is considered for kitchen service area.
159 | 1.1c | 18 mm thick Italian Marble flooring black and white tile form- for Dining | Smt | 60 | 555000 | 11500 | 690000 | 12260 | 735600 | 11298 | 677880 | 12948 | 776880 | 14627 | 877620
160 |  | Marble tile size up to 600 mm x 600 mm- Flooring shall consist of Marble as per drawing, At least 50 mm thk bedding mortar in 1 4 ratio, At least 18 mm thk marble to be fixed in white cement only, Marble shall be mirror polished, Marble to be cut as per size and laid with tight hairline joints, Joints to be filled Joint sealent, matching to marble in TIM-X or equivalent joint filler, including Approved sealer to be applied on all sides, with edge polish etc., complete, Including using plastic Pvc sheet and POP to protect on marble flooring as protection , Include removal and disposing of protection materials before handover, Basic cost of marble Rs 550 sft
161 | 1.2 | Joint less ceramic tiles cladding ( behind Buffet counter ) | smt | 10 | 19200 | 2000 | 20000 | 1920 | 19200 | 2798 | 27980 | 2298 | 22980 | 2122 | 21220
162 |  | Cladding shall comprise of ceramic tile of 300 mm x 300 mm, Tiles to be fixed in ordinary Portland cement only, Tiles to be put with Spacer required with Leticrete grout in joints in plumb, Joints to be filled with matching grout.(Basic cost of ceramic tiles at Rs.30 sft) make Johnson Somany Kajaria Nitco
163 | 1.3 | Vitrified tile For Live Kitchen | smt | 47.6 | 157080 | 3300 | 157080 | 3690 | 175644 | 3550 | 168980 | 4686 | 223053.6 | 4160 | 198016
164 |  | Clean existing wall surface before fixing tile, Before starting, carefully read the suppliers laying plan and instructions. Decorative mosaic tiles shall be fixed and finished as per manufacturers instructions, Tiles to be put with Spacer required with Leticrete grout in joints in plumb, Joints to be filled with matching grout. preferably by a nominated contractor. Basic cost of mosaic tiles at Rs.150 sft without tax
165 | 1.4 | Italian Marble Wall Cladding | smt | 18.78 | 161508 | 9150 | 171837 | 11050 | 207519 | 10491 | 197020.98 | 13590 | 255220.2 | 13093 | 245886.54
166 |  | Clean existing wall surface before fixing wall cladding, Marble shall be minimum 18 mm thick fixed to fire rated plywood panelling plastered wall siporex block work, Marble shall be cut from slabs of even thickness, Marble shall be installed with suitable adhesive, if installed on plywood, Marble shall be installed as per tech specs on plastered siporex block work, Joint filling and finishing and mirror polishing as per tech specs. Including up to 3 mm V grooves, mirror polished and finished. including Approved sealer to be applied on all sides (On site cost of Italian marble @ Rs.450 sft without tax)
167 | 1.5 | Italian Marble Finish Band | rmt | 7 | 40250 | 9150 | 64050 | 6550 | 45850 | 9953 | 69671 | 6815 | 47705 | 6663 | 46641
168 |  | Size up to 400 Mm high, Clean existing wall surface before fixing wall cladding, Marble shall be minimum 18 mm thick fixed to Fire rated plywood panelling plastered wall siporex block work, Marble shall be cut from slabs of even thickness, Marble shall be installed with suitable adhesive, if installed on plywood, Marble shall be installed as per tech specs on plastered siporex block work, Joint filling and finishing and mirror polishing as per tech specs. Including up to 3 mm V grooves, mirror polished and finished. including Approved sealer to be applied on all sides (On site cost of Italian marble @ Rs.450 sft without tax)
169 | 1.6 | Marble Portal Architrave ( 50 mm wide 400 mm deep ) | rmt | 12 | 49200 | 4560 | 54720 | 6550 | 78600 | 4100 | 49200 | 7370 | 88440 | 13724 | 164688
170 |  | All around in C profile Pasted over existing ply surface with epoxy adhesive brass pins, Ply surface shall be cleaned before installing marble, At least 18mm thk marble to be fixed, Marble shall be cut as per size laid with tight hairline joints, Edge of marble shall be polished before installation, Joints to be filled with Tim-X or equivalent joint filler, Special care to be taken to fix marble on horizontal surface. Shall rest over ply at one end and vertical marble on the other, The vertical marble over 50 mm shall be fixed using brass pins . including Approved sealer to be applied on all sides (Basic cost of Marble at Rs.450 sft )
171 | 1.7 | Marble Skirting | rmt | 10 | 13260 | 3250 | 32500 | 2830 | 28300 | 1886 | 18860 | 1326 | 13260 | 2396 | 23960
172 |  | up to 150 mm high Skirting with 18 MM thick Italian Marble including Edge Moulding, etc. complete, All joints of Marble shall be filled with matching colour TIM-X or equivalent grout filler, All visible edges of Marble shall be mirror polished, including Approved sealer to be applied on all sides ( Basic cost of marble Rs 450 sft )
173 | II | FRENCH PLASTER WORK
174 | 2.1 | Fire line Gypsum board ceiling | Smt | 20 | 40680 | 2400 | 48000 | 2034 | 40680 | 2583 | 51660 | 2898 | 57960 | 2687 | 53740
175 |  | All G.I framework for ceiling to be used manufactured by GYPSteel only at 400 mm c c suspenders, closer at 1200 mm c c, 12.5 mm thk Gypsum board to be used manufactured by Saint Gobain Gypsum Board or La Farge only, Gypsum Board sheets shall be fitted finished as per manufacturer s specification, All joints to be filled with jointing compound including fibre tape reinforcement, Include finished cut-outs for light fixtures, AC grills including necessary framework ply support , Include horizontal structural member to span below HVAC ducting for ceiling suspenders ( Note - existing structural ceiling height is 4300 mm )
176 | 2.4 | POP plaster punning | Smt | 39 | 18915 | 485 | 18915 | 615 | 23985 | 538 | 20982 | 774 | 30186 | 736 | 28704
177 |  | Average 12 mm thk Universal plaster punning by Gyproc Stucco, Tile bull marks to be used for channel gliding tracks, Bull marks to be removed before apply punning, Surface to be in perfect plum, line and level, Include pencil rounding to wall corners as instructed, Smooth finished to receive finishing coating, Exclude painting work
178 | III | CARPENTRY WORK
179 | 3.1 | Aluminium framework for panelling | Smt | 75 | 228750 | 4500 | 337500 | 3835 | 287625 | 3050 | 228750 | 4410 | 330750 | 4835 | 362625
180 |  | 50mm x 25 mm, 16 SWG aluminium framework at 600 mm c c fixed to wall, 18 mm x 18mm, 3 mm aluminium angle to be used for assembling panelling framework, Only round head, full thread, sheet metal screws to be used, Framework to be fixed to wall in perfect plum, line and level, Suitable packing to be provided behind framework for correct alignment,
181 | 3.2 | Veneer finish Panelling in batten form - Vertical and Horizontal | Smt | 39.14 | 273980 | 7000 | 273980 | 13600 | 532304 | 8608 | 336917.12 | 16910 | 661857.4 | 17927 | 701662.78
182 |  | Providing and fixing 150 mm wide batten form, Using 4 mm thk approved veneer sheet with 0.4 mm thick wooden face, pressed over 12 mm thick backing Fire rated plywood including matching wood beading as per approved design, with 12 mm x 12mm finish groove as per design, Figure of veneer to be matched as per design, Pressing shall be free of defects, Veneer to be Finished in Approved waterbase PU polish
183 | 3.3 | Free standing low height Partition in Curved Profile- 1350 mm High | Smt | 9.72 | 99630 | 38000 | 369360 | 13600 | 132192 | 17754 | 172568.88 | 67735 | 658384.2 | 56250 | 546750
184 |  | 50mm x 50 mm, MS Box framework at 600 mm c c fixed to Floor slab with adequate anchor bolts and plates, 25 mm x 25mm, 4 mm thick MS angle to be used for assembling Partition framework, with proper welding , Framework to be fixed to Floor in perfect plum, line and level, Including anti rust paint, Frame to be covered with 6+6 mm thick ply for Curved Profile , Ply to be covered with 4 mm thick veneer, 232 mm high x 38 mm thick Veneer finish Fins to be fixed on veneer surface with 50 mm gap, including 50 mm high SS bronze satin finish Band in L C shape as per drawings, Veneer to be Finished in Approved Melamine Polish, including 18 mm thick 125 mm wide Italian Marble top band to be fixed on the Ply with edge moulding and polishing. Provision to be made for fixing partition bracket light (Basic cost of veneer at Rs.125 sft) (Basic cost of Marble at Rs. 550 sft)
185 | 3.4 | Free standing low height Partition in straight Profile-1350 mm high | Smt | 12.45 | 146287.5 | 16360 | 203682 | 13600 | 169320 | 16678 | 207641.1 | 60730 | 756088.5 | 50629 | 630331.05
186 |  | 50mm x 50 mm, MS Box framework at 600 mm c c fixed to Floor slab with adequate anchor bolts and plates, 25 mm x 25mm, 4 mm thick MS angle to be used for assembling Partition framework, with proper welding , Framework to be fixed to Floor in perfect plum, line and level, Including anti rust paint, Frame to be covered with 12 mm thick Fire rated plywood , Ply to be covered with 4 mm thick veneer, 232 mm high x 38 mm thick Veneer finish Fins to be fixed on veneer surface with 50 mm gap, including 50 mm high SS bronze satin finish Band in L C shape as per drawings, Veneer to be Finished in Approved Melamine Polish, including 18 mm thick 125 mm wide Italian Marble top band to be fixed on the Ply with edge moulding and polishing. Provision to be made for fixing partition bracket light (Basic cost of veneer at Rs.125 sft) (Basic cost of Marble at Rs. 550 sft)
187 | 3.5 | Fluted glass screen with SS Flat trim- 300 mm high | Rmt | 3 | 8610 | 19750 | 59250 | 3150 | 9450 | 6068 | 18204 | 18455 | 55365 | 8974 | 26922
188 |  | 10 mm thick Fluted Glass panel with 6 mm thick SS flat band around the glass , SS in bronze satin finish, Fixed to marble top Trim , as shown in drawing, including fluted glass film
189 | 3.6 | Buffet serving counter - in U shape | Nos | 1 | 497250 | 676000 | 676000 | 565000 | 565000 | 585000 | 585000 | 1086168 | 1086168 | 931358 | 931358
190 |  | Size 11500mm length x 800mm depth x 950mm ht.
191 |  | As per drawing, Serving counter structure constructed out of 18 mm thk Fire rated plywood, At least 18 mm thk approved Marble fixed to top with fascia in profile shown in drawing - including Mirror polish. Marble to be tightly placed together and shall have mitre joints on edges including moulding as approved by Architect. All joints to be filled with matching colour TIM-X or equivalent grout filler. Ventilation space to be created within carcass as per drawing and all internal non visible surfaces shall be in Black matt paint. Carcass to be covered with 12mm thk DuPont Corian fluted panel on all exposed surfaces including Led strip light provision,150 mm high skirting boxing to be made in 18 mm thick ply covered with Italian marble. Ventilation space fascia to be covered with 8 mm thick SS jali. SS jali in Bronze Satin finish, as per approved design. Including all cut-outs for electrical points, induction plates and temperature devices. (Basic cost of Marble at Rs. 450 sft ) (Basic cost of Corian at Rs. 850 sft )
192 | 3.7 | Coffee Station
193 |  | Size 1800mm length x 750mm depth x 950mm ht. | nos | 1 | 0 | 127500 | 127500 | 87500 | 87500 | 110000 | 110000 | 101400 | 101400 | 0 | 0
194 |  | As per drawing, counter structure constructed out of 18 mm thk Fire rated plywood, At least 18 mm thk approved marble fixed to TOP with 50 mm high fascia, At least 18 mm thk approved marble fixed to skirting up to 200 mm high, Marble pieces to be tightly placed together and shall have mitre joints on edges, All joints to be filled with matching colour TIM-X or equivalent joint filler, 30 mm thick shelf to made, shelf to be covered with 4 mm thk veneer from top bottom with 0.40 mm thk wooden face pressed on front side, All Internal Surface to be covered with 4 mm thick veneer, Veneer Wood to be Finished in Approved Melamine Polish, 200 mm high skirting boxing to be made in 18 mm thick marine ply covered with marble, with openable panel, Provision to be made in counter for water inlet point drain outlet, Including all cut-outs for electrical points. (Basic cost of veneer at Rs.125sft) (Basic cost of Marble at Rs. 450 sft)
195 | 3.8 | SS Screen in Satin Bronze finish | smt | 5 | 78000 | 17600 | 88000 | 27500 | 137500 | 25824 | 129120 | 42948 | 214740 | 78915 | 394575
196 |  | Overall size- 4500 mm wide x 1000 mm height, 304 grade SS screen to be made out of 3 mm thick Sheet ( cris-cross pattern ), SS frame in Satin Bronze finish as approved by Architect, frame fixed to Wall and above ceiling Bulkhead,
197 | 3.9 | TV FIDS surround frame | nos | 3 | 29250 | 13500 | 40500 | 15750 | 47250 | 22540 | 67620 | 16272 | 48816 | 46170 | 138510
198 |  | Size up to ( 1200 mm x 1350 mm ), Using 3 4 thick ply carcass as TV surround, like a picture frame including 50 to 75 mm wide surround finished in 4 mm thick veneer to receive polycot paint, Rear portion of TV surround covered with 1 mm thick laminate, To be fixed on wall panelling with adequate supports
199 | 3.1 | 18 mm thick Glass Shelf | nos | 4 | 16800 | 9800 | 39200 | 4500 | 18000 | 15485 | 61940 | 8958 | 35832 | 19610 | 78440
200 |  | size - 1500MMX350MM- using 18 mm thick toughen glass shelf including SS Patch fittings ( Haffle or Dorma )
201 | 3.11 | Glass Display BOX with SS pipe in Satin Bronze - 300 mm ht. | nos | 1 | 20750 | 45400 | 45400 | 24750 | 24750 | 45000 | 45000 | 109490 | 109490 | 61417 | 61417
202 |  | size - 300MM X4500MM- Made of Box frame using 25 x25 x2.5 mm thick SS box pipe in Satin bronze finish, and frame to be covered with 12 mm thick toughen Glass as per detail drawing
203 | 3.12 | Glass Display BOX with SS pipe in Satin Bronze - 200 mm ht. | nos | 1 | 17750 | 40000 | 40000 | 21750 | 21750 | 75852 | 75852 | 107320 | 107320 | 52440 | 52440
204 |  | size - 200MM X4500MM- Made of Box frame using 25 x25 x2.5 mm thick SS box pipe in Satin bronze finish, and frame to be covered with 12 mm thick toughen Glass as per detail drawing
205 | 3.13 | Service door-Veneer laminate finish including top fixed panel | No | 1 | 55000 | 65000 | 65000 | 75500 | 75500 | 55000 | 55000 | 137385 | 137385 | 205068 | 205068
206 |  | Size 900mm x 2250mm
207 |  | Door Frame
208 |  | Overall finish size 200mm x 50 mm thk without rebate, Door frame to be Made up Using 18 mm thick marine ply as rough ground,, fixed to masonry wall in perfect plumb, line and level by using 6 long Hilti Anchor bolt (total 6 nos - 3 nos each side), Clad with 12 mm thk marine ply 4 mm thick Approved Veneer, Rebate to be separately put in wood, Wood to be treated with anti-termite medicine, Frame to be finished in Approved waterbase PU polish
209 |  | Shutter
210 |  | Overall size 800 mm wide x 2250 mm ht. x 1 leaf, up to 40 mm thk. Using 35 mm thick readymade fireproof shutter covered with 4 mm thick approved veneer from Lounge side and other side 1 mm thick approved Laminate, (basic cost of veneer up to Rs. 125 sft) (basic cost of laminate Rs 1600 sheet)
211 |  | Polish
212 |  | Frame entire door to be to be Finished in Approved waterbase PU polish
213 |  | Hardware
214 |  | 125 mm x 50 mm x 4 mm thk bearing type SS hinges fixed between frame and shutter with SS screws. At least 4 nos. hinges per shutter, Dead lock with suitable cover plate , and Magnetic latch, 1 set of handle as approved by architect
215 | 3.14 | Wooden finish Capital for Column | Rmt | 10 | 48500 | 11000 | 110000 | 6750 | 67500 | 5650 | 56500 | 5860 | 58600 | 8039 | 80390
216 |  | size up to 300 mm Deep- Providing and fixing 75 mm thick Veneer finish Capital including adequate MS frame and 12 mm thick Fire rated plywood, ply to be covered with 4 mm thk approved veneer sheet with 0.4 mm thick wooden face, including matching wood beading as per approved design, Figure of veneer to be matched as per design, Pressing shall be free of defects, Veneer to be Finished in Approved waterbase PU polish
217 | 3.15 | Bulk Head in Profile- In Flat Water cut Paint finish | rmt | 22 | 233200 | 10600 | 233200 | 31800 | 699600 | 34500 | 759000 | 48475 | 1066450 | 73587 | 1618914
218 |  | As per drawing -Size up to 600 mm wide x 1850 mm high, Using 50mm x 36 mm, 16 SWG aluminium framework at 600 mm c c Fixed on existing Structural Framework, Frame to be covered with 18 mm thick marine ply, For Curve surface use 6+6+6 mm flexi ply, 12 mm thick HDF to be fixed on Ply, For Curve surface use 6+6 mm flexi HDF, All joints shall be filled with suitable fillers and reinforcement tape, 50 mm wide x 25 mm thick HDF fluting to be fixed on HDF surface with 25 mm gap, Base and HDF moulding surface shall be finished n Water cut enamal Paint finish, as approved by Architect, include 450 mm wide x 100 mm thick veneer finish Band at bottom, Veneer to be finished in Approved Melamine polish . Including 2 layers of light Pelmet with Led strip light provision. (Basic cost of veneer up to Rs. 125 -sft )
219 | 3.16 | Veneer finish Ceiling | Sqmt | 10 | 96840 | 16000 | 160000 | 10200 | 102000 | 9684 | 96840 | 22014 | 220140 | 22701 | 227010
220 |  | As per drawing - Using 50mm x 36 mm, 16 SWG aluminium framework at 600 mm c c Fixed on existing Structural Framework, Frame to be covered with 18 mm thick marine ply, ply to be covered with 4 mm thick approved Veneer, Veneer to be Finished in Approved waterbase PU polish . (Basic cost of veneer up to Rs. 125 -sft )
221 | 3.17 | Corian finish fluted panelling | rmt | 6 | 51600 | 8600 | 51600 | 10980 | 65880 | 11480 | 68880 | 28620 | 171720 | 10727 | 64362
222 |  | Providing and fixing up to 50 mm wide x 600 umm high Corian batten form, Using 12 mm thk approved Corian sheet , pressed over 12 mm thick backing Fire rated plywood as per approved design, with 12 mm x 6 mm finish groove as per design, Pressing shall be free of defects, Basic cost of Corian at Rs.900 sft without tax
223 | 3.18 | Brick Cladding on Existing taper column | smt | 18 | 50940 | 3850 | 69300 | 3570 | 64260 | 3444 | 61992 | 6935 | 124830 | 3658 | 65844
224 |  | Clean existing wall Ply surface before fixing brick tile cladding Before starting, carefully read the suppliers laying plan and instructions. Decorative Brick tiles shall be fixed and finished as per manufacturers instructions, preferably by a nominated contractor. Basic cost of mosaic tiles at Rs.120 sft without tax
225 | 3.19 | Built In seating In Profile- for Dining Area ( Part of Phase-1 )
226 |  | Partition in Curved Profile
227 |  | 50mm x 50 mm, MS Box framework at 600 mm c c fixed to Floor slab with adequate anchor bolts and plates, 25 mm x 25mm, 4 mm thick MS angle to be used for assembling Partition framework, with proper welding , Framework to be fixed to Floor in perfect plum, line and level, Including anti rust paint, Frame to be covered with 12 mm thick plywood and 6+6 mm thick ply for Curved Profile , Ply to be covered with 4 mm thick veneer, 232 mm high x 38 mm thick Veneer finish Fins to be fixed on veneer surface with 50 mm gap, including 50 mm high SS bronze satin finish Band in L C shape as per drawings, Veneer to be Finished in Approved Melamine Polish, including 18 mm thick 125 mm wide Italian Marble top band to be fixed on the Ply with edge moulding and polishing. Provision to be made for fixing partition barcket light (Basic cost of veneer at Rs.125 sft) (Basic cost of Marble at Rs. 2000 sft)
228 |  | Built-in seating -Seat
229 |  | up to 100 mm thk foam rubber seat pasted to 18 mm thk ply base , 25 mm thk., 32 density PU foam to cover rubber seat, PU foam to be covered with 6 mm thk. sheet before finishing seat in white cloth,Final finished in approved fabric leatherite (Basic cost of fabric at Rs.2500 rmt)
230 |  | Built-in seating- Back
231 |  | Back rest to be fixed to rear partition .Up to 25mm thk. Foam rubber pasted to back rest, in Fluted profile, 25 mm thk., 32 density PU foam to cover rubber sheet, PU foam to be covered with 6 mm thk sheet before finishing in white cloth,Final finished in approved fabric leatherite (Basic cost of fabric at Rs.2500 rmt)
232 | a | Fixed Seating Sofa - Size - 9650 mm length x860 mm deep x 1200 mm height | nos | 1 | 225000 | 280000 | 280000 | 225000 | 225000 | 520000 | 520000 | 552924 | 552924 | 1149120 | 1149120
233 | b | Fixed Seating Sofa - Size -7200 mm length x860 mm deep x 1200 mm height | nos | 2 | 336000 | 230000 | 460000 | 168000 | 336000 | 360000 | 720000 | 414696 | 829392 | 861840 | 1723680
234 | 3.2 | Standy Tall Table - In profile | Nos | 12 | 0 | 46500 | 558000 | 42750 | 513000 | 38500 | 462000 | 0 | 0 | 69540 | 834480
235 |  | Size 65 mm thick 1050mm length x 450 deep x1140 mm ht.
236 |  | Using 35mmx25mm Aluminium frame, 400x400 mm c c both ways, Frame to be covered with 8 mm thick ply, Top ply including 200 mm drop to be covered with 12 mm thick corian, Bottom ply to be covered with 1 mm thick laminate with balance vertical ply to be covered with 4 mm thick veneer with additional 12 mm ply backing to match the thickness, Provision to be made to pass conduit for electrical points, including boxing to receive pop up box and SS finish Foot rail, Veneer to be Finished in Approved Melamine Polish , including 50 mm wide 6 mm thick 304 grade SS Base in Satin Bronze finish (Basic cost veneer Rs.125 sft) (Basic cost of corian Rs.850 sft)
237 | IV | PAINTING WORK
238 | 4.1 | Luster Painting to walls | smt | 10 | 4920 | 600 | 6000 | 650 | 6500 | 807 | 8070 | 492 | 4920 | 577 | 5770
239 |  | Sanding and preparing surface for receiving paint, One coat of cement primer in solvent base, Two coats of putty in oil synthetic enamel base, Three coats of luster paint. Complete as per manufacturer s specifications
240 | 4.2 | Painting to ceiling in acrylic emulsion paint | smt | 20 | 9600 | 480 | 9600 | 650 | 13000 | 699 | 13980 | 552 | 11040 | 577 | 11540
241 |  | Sanding and preparing surface for receiving paint, One coat of cement primer in solvent base. Two coats of putty ,Three coats of acrylic emulsion paint, Complete as per manufacturer s specifications
242 | 4.3 | Black matt paint to walls, beams structural frame and ceiling above false ceiling | smt | 10 | 3000 | 300 | 3000 | 715 | 7150 | 430 | 4300 | 552 | 5520 | 369 | 3690
243 |  | Sanding and preparing surface for receiving paint, Oil based, black matt paint to be applied in two coats, Clean surface before applying
244 | 1.1 | 10 mm thick Terrazo Flooring in Pattern | Smt | 110 | 759000 | 14450 | 1589500 | 10686 | 1175460 | 8608 | 946880 | 16440 | 1808400 | 22554 | 2480940
245 |  | Supply and application of 10mm thick Epoxy Resin Terrazzo flooring system (12 mm laid grinded to 10 mm) Flexural strength = 25MPa as per ASTM D790,Tensile strength = 14 MPa as per ASTM D638. The product must have elongation = 5%, when tested as per ASTM D638. Hardness of the floor must be = 75, when tested as per Shore D hardness test. Co-efficient of linear thermal expansion of the product will be approximately 13.3x10-6. This product should have flammability of not more than 0.025inch minute when tested as per ASTM D 635. IGBC certified product.Typical properties of the resin needs to be achieved in laboratory tests at 50% Relative Humidity. Fire Resistance BS476-7 Spread of Flame Class 2Slip Resistance TRRL Pendulum Slip Test Dry > 40 low slip potential.Temperature Resistance Tolerant up to 60 C .Water Permeability Nil – Karsten Test(Impermeable) Abrasion Resistance Taber Abrader - 50 mg loss per 1000 cycles(1kg load using CS17 wheels). Compressive Strength > 55 N mm2 (BS6319), Bond Strength Greater than cohesive strength of 25 N mm2 concrete. >1.5 MPa. Toxicity (when cured) Taint Free to sensitive foodstuffs. Epoxy terrazzo layer to be applied over Epoxy high build primer and needs to be properly finished, grinded and polished with suitable transparent abrasion resistant material. The complete system of Epoxy Resin Terrazzo flooring needs to be executed by an authorized applicator of the manufacturer and as per the approved method statement of the manufacturer. Providing and application of Divider termination Trim of 2mm- 2.5mm thick L SS , Providing and application of Momex Joint , Providing and application of PU Sealant at terminations
246 |  | COUNTER AND LEDGES
247 | 1.2 | Tea Bar counter in Curved Profile | nos | 1 | 575000 | 750000 | 750000 | 575000 | 575000 | 765000 | 765000 | 1417540 | 1417540 | 846655 | 846655
248 |  | Size 9000mm length x 650 mm depth x 1100mm ht.
249 |  | Apron partition
250 |  | 38 mm x 38 Aluminum Box framework made up thickness up to 100 mm wide, frame to be covered with 6+6 mm thick flexi Fire rated plywood on both sides for curved profile, At least 12 mm thk Corean fixed to apron In Approved design pattern and in profile, Corean to be tightly placed together and shall have seamless joints on edges, Bartender side of Apron partition shall have 1.5 mm thk approved laminate below counter top, Including 200 mm high 16G 304 grade SS satin Bronze finish Skirting . Including provision for Food Display unit (Basic cost of Corean at Rs.800 sft)
251 |  | Preparation counter
252 |  | Size up to 600 mm wide Preparation counter structure constructed out of 18 mm thk Fire rated plywood In laminate finish, 18 mm thick Veneer finish Shutter Including matching wood beading on all exposed plywood edges, Venner Beading to be finish in approved Duco paint, 16 mm thk Terrazo counter tops with 50 mm thk top edge on all sides, (Basic cost of Terrazo at Rs.750 sft) (Basic cost Veneer at Rs.100 sft)
253 |  | Serving counter top in profile
254 |  | Upto 350 mm wide Serving Counter top,75 mm facia Including provision for Led strip profile light, comprising of 38x38 mm Aluminium framework covered with Fire rated plywood , At least 16 mm thk approved Terrazo stone fixed to on counter Ply top, Bottom ply of serving top shall have 1.5 mm thk approved laminate on bottom side, Exclude electrical point wiring light source within counter top, (Basic cost of Terrazo at Rs.750 sft)
255 | 1.3 | Terrazo finish Bar Back unit
256 |  | Size 6500mm length x 600mm depth x 900 mm ht. | nos | 1 | 178000 | 178000 | 178000 | 305000 | 305000 | 345000 | 345000 | 469780 | 469780 | 474012 | 474012
257 |  | Back unit structure constructed out of 18 mm thk Fire rated plywood with vertical support in the center, Plywood to be covered with 18 mm thick Terrazo top and back wall, with 50 mm thick Terrazo Facia, with mitre joints , Marble pieces to be tightly placed together and shall have mitre joints on edges, All joints to be filled with matching colour joint filler, All edges of stone to be polished. including 18 mm thick duco paint finish Shutter (Basic cost of Terrazo at Rs.750 sft)
258 | II | CARPENTRY WORK
259 | 2.1 | Low height Curved Partition ( 1500 mm high ) Attached to Built in Seating | rmt | 15 | 277500 | 20800 | 312000 | 20530 | 307950 | 22565 | 338475 | 59830 | 897450 | 61697 | 925455
260 |  | As per drawing, overall thichness up to 100 mm, using 50mm x 50 mm MS box framework, 6+6 mm thk Flexi Fire rated plywood fixed to framework from all side, Ply to be covered with 4 mm thick approved veneer finish with Approved waterbase PU polish from outer side ( corridor side ), and approved duco paint finish from in side ( tea lounge side ), 10 mm thick x 250 high Curved rib Glass to be fix in the partition including 6 mm thick 304 grade SS bronze satin finish Top trim including 50 mm wide vertical support as shown in drawing, all veneer to be Finished in Approved waterbase PU polish, including provision for pole light (Basic cost of veneer at Rs.150 sft)
261 | 2.2 | Low height Curved Partition ( 1500 mm high ) with moulding panel behind counter | rmt | 10 | 185000 | 20800 | 208000 | 24750 | 247500 | 22656 | 226560 | 77405 | 774050 | 57958 | 579580
262 |  | As per drawing, overall thichness up to 100 mm, using 50mm x 50 mm MS box framework, 6+6 mm thk Flexi Fire rated plywood fixed to framework from all side, Ply to be covered with 4 mm thick approved veneer finish with Approved waterbase PU polish from outer side ( corridor side ), and approved duco paint finish from in side including half round moulding panel ( tea lounge side ), 10 mm thick x 250 high Curved rib Glass to be fix in the partition including 6 mm thick 304 grade SS bronze satin finish Top trim including 50 mm wide vertical support as shown in drawing, all veneer to be Finished in Approved waterbase PU polish, including provision for pole light (Basic cost of veneer at Rs.150 sft)
263 | 2.3 | Low height Curved Partition ( 600 mm high ) for Planter | rmt | 4 | 30000 | 8350 | 33400 | 9750 | 39000 | 9865 | 39460 | 64700 | 258800 | 16363 | 65452
264 |  | As per drawing, overall thichness up to 100 mm, using 50mm x 50 mm MS box framework, 6+6 mm thk Flexi Fire rated plywood fixed to framework from all side, Ply to be covered with 4 mm thick approved veneer finish with Approved waterbase PU polish from outer side ( corridor side ), and approved Marble cladding from in side , including 6 mm thick 304 grade SS bronze satin finish Top trim as shown in drawing, all veneer to be Finished in Approved waterbase PU polish, (Basic cost of veneer at Rs.150 sft) (Basic cost of marble at Rs.450 sft)
265 | 2.4 | SS Foot Rail | rmt | 12 | 27000 | 3500 | 42000 | 4600 | 55200 | 3250 | 39000 | 29360 | 352320 | 5983 | 71796
266 |  | up to 200 mm high -Providing and fixing in position 304 grade S.S Satin Bronze finish foot rail of 38mm diameter with horizontal vertical members, Grouting in concrete, etc. complete, as specified and as directed by Architect
267 | 2.5 | Built-in seating -Seat | rmt | 15 | 203430 | 14760 | 221400 | 32750 | 491250 | 13562 | 203430 | 50255 | 753825 | 58332 | 874980
268 |  | Carcus to be made out of 38mm x 38 mm Aluminium framework and 18 mm thk plywood , up to 100 mm thk foam rubber seat pasted to 18 mm thk ply base , 25 mm thk., 32 density PU foam to cover rubber seat, PU foam to be covered with 6 mm thk. sheet before finishing seat in white cloth, Final fabric leather shall be nailed on bottom side of plywood base, Including reccesed SS Skirting ,(Basic cost of fabric at Rs.2500 rmt)
269 | 2.6 | Tea Garden Tree with Roof in Oval Profile | rmt | 1 | 345750 | 790000 | 790000 | 1175000 | 1175000 | 2750000 | 2750000 | 4122822 | 4122822 | 1902660 | 1902660
270 |  | Size 6300mm dia x 1800mm wide x 3600mm ht.
271 |  | Main Tree Base
272 |  | Using 50 mm x 50 MS Box framework , frame to be covered with 6+6 mm thick flexi HDF for curved profile, ply to be covered with 50 mm wide x 150 mm deep Vertical fins in profile as shown in drawings, 50 mm wide horizontal band to be provide at every 500 mm as shown in drawing , All expose surface of Metal and HDF to be finish in Approve Duco paint, Including providion for Electrcial wire manger and light and light handing system
273 |  | Roof
274 |  | Roof to be made Using 50 mm x 50 MS Box framework as per drawing, frame all side to be covered with 6 mm thick HDF in profile, use 10 mm thick rib glass roof panel as shown in drawing , All expose surface of Metal and HDF to be finish in Approve Duco paint,
275 |  | Capical ring
276 |  | On existing roof frame Upto 300 mm high Roof top band to be made using 6mm thick HDF, HDF to be coverd with Bronze finish SS as aproved by architect
277 |  | Civil Interior work for sports relax lounge
278 | 1.1 | 18 mm thick Italian Marble flooring | Smt | 40 | 340000 | 9150 | 366000 | 10795 | 431800 | 11298 | 451920 | 13386 | 535440 | 13007 | 520280
279 |  | Marble strip size up to 50 to 225 mm wide in various length, Flooring shall consist of Marble as per drawing, At least 50 mm thk bedding mortar in 1 4 ratio, At least 18 mm thk marble to be fixed in white cement only, Marble shall be mirror polished, Marble to be cut as per size and laid with tight hairline joints, Joints to be filled Joint sealant, matching to marble in TIM-X or equivalent joint filler, including Approved sealer to be applied on all sides , with edge polish etc., complete, Including using plastic Pvc sheet and POP to protect on marble flooring as protection , Include removal and disposing of protection materials before handover, Basic cost of marble Rs 450 sft
280 | 1.2 | 18 mm thick Italian Marble flooring in Various Marble shade and in Pattern - for Sports Bar | Smt | 252 | 2142000 | 9150 | 2305800 | 13450 | 3389400 | 11298 | 2847096 | 13386 | 3373272 | 19646 | 4950792
281 |  | Marble strip size up to 50 to 225 mm wide in various length, Flooring shall consist of Marble as per drawing, At least 50 mm thk bedding mortar in 1 4 ratio, At least 18 mm thk marble to be fixed in white cement only, Marble shall be mirror polished, Marble to be cut as per size and laid with tight hairline joints, Joints to be filled Joint sealant, matching to marble in TIM-X or equivalent joint filler, including Approved sealer to be applied on all sides, with edge polish etc., complete, Including using plastic Pvc sheet and POP to protect on marble flooring as protection , Include removal and disposing of protection materials before handover, Basic cost of marble Rs 450 sft
282 | 1.3 | Vitrified tile Flooring for Bar Store room | smt | 30 | 97500 | 3300 | 99000 | 3690 | 110700 | 3766 | 112980 | 4032 | 120960 | 4454 | 133620
283 |  | SUPPLYING AND LAYING VITRIFIED FLOOR TILES OF 600 X 600 MM SIZE OF FIRST QUALITY,CONFIRMING TO IS 13006 PL-LBE OF RAK CERAMICS EURO NITCO KAJARIA OR EQUIVALENT,DESIGN AND SHADE AS APPROVED, FIXED OVER 30 MM AVERAGE THICK BASE OF CEMENT MARTOR 1 4 (1 CEMENT 4 COARSE SAND)LAID WITH CEMENT SLURRY,INCLUDING PREPAIRING THE BASE,FILLING WITH WHITE CEMENT PASTE OF APPROVED MATCHING COLOUR AND SHADE ETC.CLEANING ALL COMPLETE AS PER DIRECTION OF ENGINEER-IN- CHARGE. basic cost of tile Rs.150 sft without tax
284 | 1.4 | Joint less ceramic tiles cladding ( behind Display screen and store room) | smt | 100.8 | 199584 | 2100 | 211680 | 2360 | 237888 | 2583 | 260366.4 | 2298 | 231638.4 | 3338 | 336470.4
285 |  | Cladding shall comprise of ceramic tile of 300 mm x 600 mm, Tiles to be fixed in ordinary Portland cement only, Tiles to be put with Spacer required with Leticrete grout in joints , in plumb, Joints to be filled with matching grout . (Basic cost of ceramic tiles at Rs.60 sft) make Johnson Somany Kajaria Nitco
286 | 1.5 | Vitrified tile Cladding for Inside Bar wall | smt | 12 | 24960 | 2100 | 25200 | 2360 | 28320 | 2583 | 30996 | 3430 | 41160 | 3460 | 41520
287 |  | Cladding shall comprise of vitrified tile of 600 mm x 600 mm, Tiles to be fixed in ordinary Portland cement only, Tiles to be put with Spacer required with Leticrete grout in joints in plumb, Joints to be filled with matching grout . (Basic cost of vitrified tiles at Rs.60 sft) make Johnson Somany Kajaria Nitco
288 | 1.6 | Italian Marble Wall Cladding | smt | 7 | 60200 | 9150 | 64050 | 11050 | 77350 | 10222 | 71554 | 10278 | 71946 | 13093 | 91651
289 |  | Clean existing wall surface before fixing wall cladding, Marble shall be minimum 18 mm thick fixed to Fire rated plywood panelling plastered wall siporex block work, Marble shall be cut from slabs of even thickness, Marble shall be installed with suitable adhesive, including Approved sealer to be applied on all sides, if installed on plywood, Marble shall be installed as per tech specs on plastered siporex block work, Joint filling and finishing and mirror polishing as per tech specs. Including up to 3 mm V grooves, mirror polished and finished. including Approved sealer to be applied on all sides (On site cost of Italian marble @ Rs.450 sft without tax)
290 |  | COUNTER AND LEDGES
291 | 1.7 | Sports Bar counter in Profile | nos | 1 | 597500 | 999250 | 999250 | 597500 | 597500 | 1125000 | 1125000 | 2256215 | 2256215 | 909720 | 909720
292 |  | Size 11500mm length x 1050mm depth x 1150mm ht.
293 |  | Apron partition
294 |  | 50 mm x 50 Aluminum Box framework made up thickness up to 150 mm wide, frame to be covered with 18 mm thk Fire rated plywood on both sides on straight surfaces including 6+6 mm thick flexi FRP ply for curved profile,18 mm thk plywood boxing fixed over partition with FRP plywood frame grid at regular intervals, At least 18 mm thk Flutted Marble fixed to apron In Approved design pattern and in profile, Marble to be tightly placed together and shall have seamless joints on edges, including sealer coat of all side, Marble joint should not be visible, Bartender side of Apron partition shall have 12 mm thick Corian fixed above preparation counter and 1.5 mm thk approved laminate below counter top, Including 200 mm high 16G 304 grade SS satin Bronze finish Skirting (Basic cost of solid surface (Corian) at Rs.850 sft) (Basic cost of Marble at Rs.1000 Sft)
295 |  | Preparation counter
296 |  | Size up to 650 mm wide Preparation counter structure constructed out of 18 mm thk Fire rated plywood In laminate finish, Include matching wood beading on all exposed plywood edges, Beading to be polished and coated with 1 coat sealer and 2 coats of PU finish in approved matt glossy ratio, 12 mm thk Corian counter tops with 32 mm thk top edge on all sides, (Basic cost of solid surface (Corian) at Rs.850 sft) (Basic cost of laminate at Rs.1500 sheet)
297 |  | Serving counter top in profile
298 |  | Upto 450 mm wide Serving Counter top, 100 mm facia Including provision for Led strip light, comprising of 1st quality CP teakwood framework with Fire rated plywood on bottom side, At least 18 mm thk approved Onyx stone fixed to on counter Ply top, Bottom ply of serving top shall have 1.5 mm thk approved laminate on bottom side, Include 100 mm x 10 mm thk SS Satin Bronze edges Facia fixed to serving top edges on both sides (with one side openable for maintaining LEd strip Light ), with suitable adhesive, Exclude electrical point wiring light source within counter top, (Basic cost of Onyx Rs 1500 sft )
299 | 1.8 | Marble finish Bar Back unit
300 |  | Size 3500mm length x 750mm depth x 975 mm ht. | nos | 1 | 85000 | 85000 | 85000 | 175000 | 175000 | 325000 | 325000 | 386735 | 386735 | 649800 | 649800
301 |  | Back unit structure constructed out of 18 mm thk Fire rated plywood with vertical support in the center, Plywood to be covered with 18 mm thick Marble top and back wall, with 50 mm thick marble Facia, with mitre joints , Marble pieces to be tightly placed together and shall have mitre joints on edges, All joints to be filled with matching colour TIM-X or equivalent joint filler, All edges of stone to be mirror edge polished. including 75x75 mm SS Satin Bronz finish Architrave as per detail drawing, Side panel to be finish with 4 mm thick veneer with 12 mm thick back ply Figure of veneer to be matched as per design, Pressing shall be free of defects, Veneer to be Finished in Approved waterbase PU Polish, 8 mm thick tinted mirro paneling with 12 mm thick FRP back ply and including 12 mm thick Glass shelve as per disign including 1 mm thick laminate finish paneling behind TV back (Basic cost of veneer at Rs.150 sft) (Basic cost of marble Rs 450 sft )
302 | II | CARPENTRY WORK
303 | 2.1 | Aluminum frame work ( for Paneling Cladding ) | Smt | 40 | 122000 | 4500 | 180000 | 3950 | 158000 | 3050 | 122000 | 4410 | 176400 | 4835 | 193400
304 |  | 50mm x 36 mm, 16 SWG aluminum framework at 600 mm c c on wall column , 18 mm x 18mm, 3 mm aluminum angle to be used for assembling paneling framework, Only round head, full thread, sheet metal screws to be used, Framework to be fixed to wall in perfect plumb, line and level, Suitable bracket to be provided behind framework for correct alignment,
305 |  | REFER DRAWING-00B01-TFS-DOM02-ID-07-03 11 12
306 | 2.2 | Ply Paneling
307 |  | providing and fixing Fire rated plywood to existing framework pop wall surface with flat head, full thread, sheet metal screws, Edges of plywood to end at center of aluminum framework. Edges to be tightly screwed to aluminum framework at 300 mm c c. Edges to be planed properly to receive finish material
308 | a | 12 mm thk Fire rated plywood | Smt | 113.5 | 183189 | 1890 | 214515 | 2160 | 245160 | 1614 | 183189 | 3018 | 342543 | 2576 | 292376
309 | b | 15 mm thk Fire rated plywood | Smt | 10 | 21000 | 2100 | 21000 | 2740 | 27400 | 2690 | 26900 | 3426 | 34260 | 3351 | 33510
310 | c | 18 mm thk Fire rated plywood | Smt | 10 | 23000 | 2300 | 23000 | 3280 | 32800 | 2959 | 29590 | 3990 | 39900 | 3841 | 38410
311 | d | 6 mm thk Flexi Fire rated plywood | Smt | 10 | 12800 | 1280 | 12800 | 1650 | 16500 | 1614 | 16140 | 2040 | 20400 | 1767 | 17670
312 | 2.3 | Veneer skin for Straight curved surfaces | Smt | 53.6 | 317204.8 | 6890 | 369304 | 6133 | 328728.8 | 5918 | 317204.8 | 9600 | 514560 | 8381 | 449221.6
313 |  | Using 4 mm thk approved veneer sheet with 0.4 mm thick wooden face, pressed over backing plywood including matching wood beading as per approved design, with 3 mm x 3mm finish groove as per design including on column surface, Figure of veneer to be matched as per design, Pressing shall be free of defects, Veneer to be Finished in Approved waterbase PU polish
314 |  | (Basic cost of veneer upto Rs. 150 -sft )
315 | 2.4 | Wooden finish Capital for Column | Rmt | 10 | 48500 | 8200 | 82000 | 6500 | 65000 | 11658 | 116580 | 5860 | 58600 | 8039 | 80390
316 |  | size up to 300 mm Deep- Providing and fixing 75 mm thick Veneer finish Capital including adequate MS frame and 12 mm thick Fire rated plywood, ply to be covered with 4 mm thk approved veneer sheet with 0.4 mm thick wooden face, including matching wood beading as per approved design, Figure of veneer to be matched as per design, Pressing shall be free of defects, Veneer to be finished in Approved waterbase PU polish
317 | 2.5 | Veneer finish Panelling in batten form - Vertical and Horizontal | Smt | 49.44 | 358440 | 7450 | 368328 | 7950 | 393048 | 9581 | 473684.64 | 28755 | 1421647.2 | 17927 | 886310.88
318 |  | Providing and fixing 50 to 100 mm wide batten form, Using 4 mm thk approved veneer sheet with 0.4 mm thick wooden face, pressed over 12 mm thick backing fire rated plywood including matching wood beading as per approved design, with 12 mm x 12mm finish groove as per design, Figure of veneer to be matched as per design, Pressing shall be free of defects, Veneer to be finished in Approved waterbase PU polish
319 | 2.6 | Low height Curved Partition ( 1100 mm high ) | rmt | 33 | 461340 | 13980 | 461340 | 15250 | 503250 | 16510 | 544830 | 67735 | 2235255 | 46898 | 1547634
320 |  | As per drawing, 50mm x 50 mm MS framework, 6+6 mm thk Flexi Fire rated plywood fixed to Aluminum framework from all side, Ply to be covered with 4 mm thick veneer finish with Approved waterbase PU polish, 10 mm thick x 250 high Curved rib Glass to be fix in the partition including 6 mm thick 304 grade SS bronze satin finish Top trim including 50 mm wide vertical support, veneer to beFinished in Approved waterbase PU polish, (Basic cost of veneer at Rs.125 sft)
321 | 2.7 | Community table ( 1600 mm long x 650 mm wide) | nos | 6 | 51000 | 8500 | 51000 | 39750 | 238500 | 85000 | 510000 | 97690 | 586140 | 62700 | 376200
322 |  | as per drawing Using 50 x 50 mm SS Base Frame in satin bronze finish, Frame top to be covered with 18 mm thick sleeper wooden plank, to beFinished in Approved waterbase PU polish
323 | 2.8 | SS Bronze Satin finish 50 mm high skirting | rmt | 17 | 17850 | 1200 | 20400 | 1500 | 25500 | 1050 | 17850 | 1806 | 30702 | 1373 | 23341
324 |  | 16 SWG, 304 Grade SS skirting over existing ply, Fixed with epoxy adhesive
325 | 2.9 | SS Foot Rail | rmt | 17 | 38250 | 3500 | 59500 | 3900 | 66300 | 3250 | 55250 | 9114 | 154938 | 5983 | 101711
326 |  | up to 200 mm high -Providing and fixing in position 304 grade S.S Satin Bronze finish foot rail of 38mm diameter with horizontal vertical members, Grouting in concrete, etc. complete, as specified and as directed by Architect
327 | 2.1 | TV FIDS surround frame | nos | 4 | 39000 | 13500 | 54000 | 14750 | 59000 | 16500 | 66000 | 16272 | 65088 | 46170 | 184680
328 |  | Size up to ( 1200 mm x 1350 mm ), Using 3 4 thick ply carcass as TV surround, like a picture frame including 50 to 75 mm wide surround finished in 4 mm thick veneer to receive polycot paint, Rear portion of TV surround covered with 1 mm thick laminate, To be fixed on wall panelling with adequate supports
329 | 2.11 | Brick Cladding on Existing taper column | smt | 60 | 168000 | 2800 | 168000 | 3620 | 217200 | 3444 | 206640 | 6935 | 416100 | 3658 | 219480
330 |  | Clean existing wall Ply surface before fixing brick tile cladding Before starting, carefully read the suppliers laying plan and instructions. Decorative Brick tiles shall be fixed and finished as per manufacturers instructions, preferably by a nominated contractor. Basic cost of tiles at Rs.120 sft without tax
331 | 2.12 | Corian finish Wicked door | nos | 1 | 26582 | 34150 | 34150 | 32750 | 32750 | 26582 | 26582 | 45145 | 45145 | 51300 | 51300
332 |  | Door size 950mm wide x 1150 height, 50 mm x 50 Aluminum framework for shutter, frame to be covered with 12 mm thk Fire rated plywood from all sides , At least 12 mm thk Corian fixed In Approved design pattern ( mixed of 2 Corian finishes )From guest side and in side plain, Corian to be tightly placed together and shall have seamless joints on edges, Corian joint should not be visible, Including 200 mm high 16G 304 grade SS satin Bronze finish band at door bottom matching to bar counter skirting . (Basic cost of solid surface (Corian) at Rs.850 sft)
333 | 2.13 | Service door-Veneer laminate finish including top fixed panel | No | 1 | 62750 | 65000 | 65000 | 79450 | 79450 | 65000 | 65000 | 119766 | 119766 | 205068 | 205068
334 |  | Size 950mm x 2250mm
335 |  | Door Frame
336 |  | Overall finish size 200mm x 50 mm thk without rebate, Door frame to be Made up Using 18 mm thick FRP ply as rough ground,, fixed to masonry wall in perfect plumb, line and level by using 6 long Hilti Anchor bolt (total 6 nos - 3 nos each side), Clad with 12 mm thk FRP ply 4 mm thick Approved Veneer, Rebate to be separately put in wood, Wood to be treated with anti-termite medicine, Frame to be finished in Approved waterbase PU polish
337 |  | Shutter Overall size 850 mm wide x 2250 mm ht. x 1 leaf, up to 40 mm thk. Using 35 mm thick readymade fireproof shutter covered with 4 mm thick approved veneer from Lounge side and Above veener fix 50 mm wide wooden batten as per drawing and store room side 1 mm thick approved Laminate, Veneer and wood to be finish in approved waterbase PU polish (basic cost of veneer up to Rs. 150 sft) (basic cost of laminate Rs 1600 sheet)
338 |  | Polish Frame entire door to be to be finish in Approved waterbase PU polish
339 |  | Hardware 125 mm x 50 mm x 4 mm thk bearing type SS hinges fixed between frame and shutter with SS screws. At least 4 nos. hinges per shutter, Dead lock with suitable cover plate , and Magnetic latch, 1 set of handle as approved by architect ( Make Dorma Hafle )
340 | III | PAINTING WORK
341 | 3.1 | Luster Painting to walls | smt | 26 | 12792 | 600 | 15600 | 650 | 16900 | 807 | 20982 | 492 | 12792 | 577 | 15002
342 |  | Sanding and preparing surface for receiving paint, One coat of cement primer in solvent base, Two coats of putty in oil synthetic enamel base, Three coats of luster paint. Complete as per manufacturer s specifications
343 | 3.2 | Painting to ceiling in acrylic emulsion paint | smt | 10 | 4800 | 480 | 4800 | 650 | 6500 | 699 | 6990 | 552 | 5520 | 577 | 5770
344 |  | Sanding and preparing surface for receiving paint, One coat of cement primer in solvent base. Two coats of putty ,Three coats of acrylic emulsion paint, Complete as per manufacturer s specifications
345 |  | SPA Area
346 | I | DEMOLITION WORK | LS | 1 | 0 | 150000 | 150000 | 0 | 0 | 0 | 0 | 0 | 0 | 28500 | 28500
347 | II | MASONRY WORK
348 | 2.1 | P C of 200mm thick block masonry conforming to IS 2185 (Part-I), walls to start from floor slab up to true ceiling, suitably anchored to back existing wall existing columns in cement mortar in 1 4 ratio, minimum 12 15mm thick, only 43 or 53 grade cement Adhesive to be used. Constructed in perfect plum, line and level. Wall to be cured for at least 3 days. Rate inclusive of required scaffolding, ranking out the joints, cutting, providing fixing of including providing RCC Patli to be after every 5 layers and lintel work for the doors windows curved windows opening of 100mm x 100mm at every 1.00m C C with 2 nos. 8mm dia Tor bars and 6mm dia links at 300 c c in cement concrete of mix M 20, required formwork complete with raking out joints, curing, doing independent double legged scaffolding as per specifications etc. at all heights, depths and leads as directed, exclude cement plaster. Complete as per site engineer s instruction and Architectural detail drawings. All external divider walls up to 4300mm ht up to mother slab level. | Sq. Mtr. | 17.2 | 35260 | 2050 | 35260 | 3346.79 | 57564.79 | 3013 | 51823.6 | 4536 | 78019.2 | 5191 | 89285.2
349 | 2.2 | P C of 100mm solid concrete block masonry made of solid concrete blocks conforming to IS 2185 (Part-I), walls to start from floor slab up to true ceiling, suitably anchored to back existing wall existing columns in cement mortar in 1 4 ratio, minimum 12 15mm thick, only 43 or 53 grade cement Adhesive to be used. Constructed in perfect plum, line and level. Wall to be cured for at least 3 days. Rate inclusive of required scaffolding, ranking out the joints, cutting, providing fixing of including providing RCC Patli to be after every 5 layers and lintel work for the doors windows curved windows opening of 100mm x 100mm at every 1.00m C C with 2 nos. 8mm dia Tor bars and 6mm dia links at 300 c c in cement concrete of mix M 20, required formwork complete with raking out joints, curing, doing independent double legged scaffolding as per specifications etc. at all heights, depths and leads as directed, exclude cement plaster. Complete as per site engineer s instruction and Architectural detail drawings. All divider walls up to 4300mm ht of internal divider walls at toilet area. | Sq. Mtr. | 4 | 6888 | 1800 | 7200 | 2342.75 | 9371 | 1722 | 6888 | 2622 | 10488 | 3165 | 12660
350 | 2.3 | P A of single coat backing plaster of 12 15 mm thick in CM 1 4 proportion to the walls others concrete masonry surfaces including raking out joints, hacking concrete surfaces and applying approved chemical bonding agent for receiving cement finished dash coat plaster and applying a scratch coat over concrete surfaces by bonding adhesive chemical coat as directed by approved manufacturer to create a key, cleaning grooving deep junctions of concrete masonry, grouting then back by mortar mixed with non shrinking compound along with packing of clean, fresh square cut aggregate; also providing and fixing approved metal mesh (18 gauge) @ 150 200mm wide to junctions of concrete and masonry, preparing jambs, sills, grooves, pattas, wattas, rounding of corners, all complete as per architectural drawings, specifications and finished smooth with wooden rundha or rough to take specified cladding or as specified, depth and lifts, doing independent double-legged scaffolding, cleaning of surfaces, curing. complete as per specification and to the approval of the PM scaffolding, curing the joints, seven days water treatment as anti crack of plaster, etc.. Complete as per site engineer s instruction. These are for all the both surfaces of new constructed masonry walls rcc wall columns beams etc. | Sq. Mtr. | 38.4 | 24960 | 650 | 24960 | 777.2 | 29844.48 | 807 | 30988.8 | 1200 | 46080 | 1018 | 39091.2
351 | 2.4 | P A of single coat backing plaster of 12 15 mm thick in CM 1 4 proportion to the walls others concrete masonry surfaces including raking out joints, hacking concrete surfaces and applying approved chemical bonding agent for receiving cement finished dash coat plaster and applying a scratch coat over concrete surfaces by bonding adhesive chemical coat as directed by approved manufacturer to create a key, cleaning grooving deep junctions of concrete masonry, grouting then back by mortar mixed with non shrinking compound along with packing of clean, fresh square cut aggregate; also providing and fixing approved metal mesh (18 gauge) @ 150 200mm wide to junctions of concrete and masonry, preparing jambs, sills, grooves, pattas, wattas, rounding of corners, all complete as per architectural drawings, specifications and finished smooth with wooden rundha or rough to take specified cladding or as specified, depth and lifts, doing independent double-legged scaffolding, cleaning of surfaces, curing. complete as per specification and to the approval of the PM scaffolding, curing the joints, seven days water treatment as anti crack of plaster, etc.. Complete as per site engineer s instruction. These are for all the both surfaces of new constructed masonry walls rcc wall columns beams etc. | Sq. Mtr. | 111.8 | 50980.8 | 650 | 72670 | 777.2 | 86890.96 | 807 | 90222.6 | 456 | 50980.8 | 1288 | 143998.4
352 | 2.5 | P C of 150mm thick screed with 100mm thick broken AAC (Siporex) Block, broken siporex block to be laid on the waterproofing treated floor in proper levelling, after laying of the siporex block, void area to be filled up with Siporex or equivalent light weight materials including making of 50mm thick IPS flooring in cement concrete mix of 1 2 4 (1 cement 2 sand 4 aggregate 20mm) well vibrated, compacted, fixed to correct level and finished smooth and cured by keeping surfaces well- covered and protected against excesses of any type, all complete at all heights and leads to the satisfaction. Complete as per instruction by the site engineer. | Sq. Mtr. | 5 | 9000 | 1800 | 9000 | 2677.43 | 13387.15 | 2959 | 14795 | 3138 | 15690 | 2356 | 11780
353 | 2.6 | P C of 50mm 75mm thick screed in cement concrete mix of 1 2 4 (1 cement 2 sand 4 aggregate 20mm) well vibrated, compacted, fixed to correct level and finished smooth and cured by keeping surfaces well- covered and protected against excesses of any type, all complete at all heights and leads to the satisfaction. Laying the same in proper line level on the seating area s floor to maintain the floor levelling to get the smooth surface to lay the finishing floor materials on the said surface. Complete as per architectural detail drawings instruction by the site engineer. | Sq. Mtr. | 65 | 57850 | 1850 | 120250 | 892.48 | 58011.2 | 1453 | 94445 | 2154 | 140010 | 1950 | 126750
354 | III | CIVIL FINISHES WORK
355 |  | FLOORING
356 | 3.1 | Italian Marble Flooring | smt | 5 | 42500 | 9150 | 45750 | 10795 | 53975 | 9899 | 49495 | 12294 | 61470 | 13007 | 65035
357 |  | Clean existing sub floor thoroughly. Flooring shall consist of Marble as per drawing, Up to 50 mm thick bedding mortar as per tech specs. Marble slabs shall be minimum 18 mm thick, laid as per tech specs, Marble to be cut as per size and laid with tight hairline joints. Joint filling and finishing as per tech specs.(On site cost of Italian marble @ Rs.450 sft without tax) including Approved sealer to be applied on all sides, Including sealer coat , Including using plastic Pvc sheet and POP to protect on marble flooring as protection , Include removal and disposing of protection materials before handover
358 | 3.2 | 10 mm thick Terrazzo Flooring | Smt | 60 | 414000 | 14450 | 867000 | 10350.26 | 621015.6 | 8608 | 516480 | 16440 | 986400 | 18284 | 1097040
359 |  | Supply and application of 10mm thick Epoxy Resin Terrazzo flooring system (12 mm laid grinded to 10 mm) Flexural strength = 25MPa as per ASTM D790,Tensile strength = 14 MPa as per ASTM D638. The product must have elongation = 5%, when tested as per ASTM D638. Hardness of the floor must be = 75, when tested as per Shore D hardness test. Co-efficient of linear thermal expansion of the product will be approximately 13.3x10-6. This product should have flammability of not more than 0.025inch minute when tested as per ASTM D 635. IGBC certified product. Typical properties of the resin needs to be achieved in laboratory tests at 50% Relative Humidity. Fire Resistance BS476-7 Spread of Flame Class 2Slip Resistance TRRL Pendulum Slip Test Dry > 40 low slip potential. Temperature Resistance Tolerant up to 60 C .Water Permeability Nil – Karsten Test(Impermeable) Abrasion Resistance Taber Abrader - 50 mg loss per 1000 cycles(1kg load using CS17 wheels). Compressive Strength > 55 N mm2 (BS6319), Bond Strength Greater than cohesive strength of 25 N mm2 concrete. >1.5 MPa. Toxicity (when cured) Taint Free to sensitive foodstuffs. Epoxy terrazzo layer to be applied over Epoxy high build primer and needs to be properly finished, grinded and polished with suitable transparent abrasion resistant material. The complete system of Epoxy Resin Terrazzo flooring needs to be executed by an authorized applicator of the manufacturer and as per the approved method statement of the manufacturer. Providing and application of Divider termination Trim of 2mm- 2.5mm thick L SS , Providing and application of Momex Joint , Providing and application of PU Sealant at terminations
360 |  | CLADDING
361 | 3.3 | Synthetic Marble Wall Cladding with Grooves | smt | 21 | 112560 | 6400 | 134400 | 8397.96 | 176357.16 | 7801 | 163821 | 8898 | 186858 | 9595 | 201495
362 |  | Clean existing wall surface before fixing wall cladding. Slabs shall be min. 18 mm thick fixed to plastered siporex block work, Slabs shall be installed as per tech specs on plastered wall siporex block work, Joint filling and finishing and mirror polishing as per tech specs. Including up to 3mm V grooves, mirror polished and finished. including Approved sealer to be applied on all sides (On site cost of Synthetic marble @ Rs.275 sft without tax)
363 | 3.4 | Italian Marble Wall Cladding | smt | 3 | 25500 | 9150 | 27450 | 11217.95 | 33653.85 | 11222 | 33666 | 10278 | 30834 | 13093 | 39279
364 |  | Clean existing wall surface before fixing wall cladding, Marble shall be minimum 18 mm thick fixed to Fire rated plywood panelling plastered wall siporex block work, Marble shall be cut from slabs of even thickness, Marble shall be installed with suitable adhesive, if installed on plywood, Marble shall be installed as per tech specs on plastered siporex block work, Joint filling and finishing and mirror polishing as per tech specs. Including up to 3 mm V grooves chamfer edge moulding, mirror polished and finished. including Approved sealer to be applied on all sides (On site cost of Italian marble @ Rs.450 sft without tax)
365 | 3.5 | Synthetic Marble Jamb lining for common Toilet Door Openings | rmt | 7 | 11200 | 1600 | 11200 | 2559.97 | 17919.79 | 4756 | 33292 | 2214 | 15498 | 2924 | 20468
366 |  | Marble jamb lining for EWC doors including rebate, up to 230 mm wide, up to 2250 mm ht all around, At least 18 mm thk per-polished slabs to be used, Slabs to be cut as per approved size drawings, Include mitre joints at all junctions as per Architects instructions, Including V groove to match wall cladding, Marble to be fitted with white cement only, Marble shall be installed as per tech specs on plastered siporex block work, Joint filling and finishing and mirror polishing as per tech specs. including Approved sealer to be applied on all sides (Basic cost of Synthetic Marble at Rs.275 sft without tax)
367 | 3.6 | Italian Marble Finish Wash Basin Counter for toilet | rmt | 1 | 13966 | 16000 | 16000 | 30776.37 | 30776.37 | 38500 | 38500 | 49098 | 49098 | 13966 | 13966
368 |  | The counter shall be supported on 38mm x 38mm x 5mm thk MS angle fixed to block work. Brackets shall be inserted within wall by at least 125mm, MS brackets shall be coated with 2 coats of anti-corrosive paint and 3 coats of synthetic enamel paint, 18mm thk ordinary Indian marble placed within bracket and screwed through bracket, At least 20mm thk cement mortar bedding in 1 4 ratio, Pre-finished and pre-polished marble slabs shall be fixed as per tech specs. Counter shall have up to 300 mm wide fascia marble with mitre joints All top edges of counter shall have chamfer moulding. Joint filling and finishing and mirror polishing as per tech specs. including Approved sealer to be applied on all sides. Including all plumbing cutout as shown in drawing
369 |  | (Basic cost of marble at Rs.450 sft including fibre filling polish)
370 | 3.7 | Sink counter including under counter shutter | rmt | 1.8 | 48600 | 27000 | 48600 | 37577.78 | 67640 | 38500 | 69300 | 89410 | 160938 | 37018 | 66632.4
371 |  | Size 1800mm length x 450mm depth x 850mm ht.
372 |  | As per drawing, Sink counter structure constructed out of 18 mm thk plywood, At least 16 mm thk approved Terrazzo Stone fixed to top with 50 mm thick front fascia and back flash in profile shown in drawing - including polish. stone to be tightly placed together and shall have mitre joints on edges including moulding as approved by Architect. All joints to be filled with matching colour TIM-X or equivalent grout filler. Carcass internal surface to be covered with 1mm thk approved laminate , all exposed surfaces including shutter to be finished in approved veneer, Veneer to be Finished in Approved water base PU polish, including 50 mm high SS skirting , as per approved design. Including all cutouts for electrical points, (Basic cost of Terrazzo at Rs. 750 sft ) (Basic cost of Veneer at Rs. 150 sft ) excluding sink
373 | 3.8 | Synthetic Marble Portal 450 mm wide | rmt | 15.5 | 34100 | 2200 | 34100 | 6801.41 | 105421.86 | 3772 | 58466 | 4110 | 63705 | 7377 | 114343.5
374 |  | Using 16mm thick marble Pasted over existing ply surface with epoxy adhesive brass pins, Ply surface shall be cleaned before installing marble, At least 16mm thk marble to be fixed, Marble shall be cut as per size laid with tight hairline joints, Edge of marble shall be polished before installation, Joints to be filled with Tim-X or equivalent joint filler, Including 2 high Marble fascia, Approved sealer to be applied on all sides. Special care to be taken to fix marble on horizontal surface. Shall rest over ply at one end and vertical marble on the other, The vertical marble over 50 mm shall be fixed using brass pins
375 |  | (Basic cost of Synthetic Marble at Rs.275 sft without tax)
376 | IV | FRENCH PLASTER WORK
377 | 4.1 | Fire line Gypsum board ceiling | smt | 65 | 130524.55 | 2400 | 156000 | 2008.07 | 130524.55 | 2583 | 167895 | 3954 | 257010 | 2687 | 174655
378 |  | All G.I framework for ceiling to be used manufactured by GYPSteel only at 400 mm c c suspenders, closer at 1200 mm c c, 12.5 mm thk Gypsum board to be used manufactured by Saint Gobain Gypsum Board or La Farge only, Gypsum Board sheets shall be fitted finished as per manufacturer s specification, All joints to be filled with jointing compound including fibre tape reinforcement, Include finished cutouts for light fixtures, AC grills including necessary framework ply support , Include horizontal structural member to span below HVAC ducting for ceiling suspenders ( Note - existing structural ceiling height is 4300 mm )
379 | 4.2 | Fire line Gypsum board Facia Band 50 mm TO 100 mm | rmt | 25 | 11250 | 450 | 11250 | 651.8 | 16295 | 820 | 20500 | 590 | 14750 | 819 | 20475
380 |  | All G.I framework for ceiling to be used manufactured by GYPSteel only, 12.5 mm thk Gypsum board to be used manufactured by India Gypsum Board or La Farge only, Gypsum Board sheets shall be fitted finished as per manufacturer s specification, All joints to be filled with jointing compound including fibre tape reinforcement, Include finished cutouts for, AC grills including necessary framework ply support required, Exclude painting, Only fire line Gypsum
381 | 4.3 | Indirect Light Coves in Ceiling | rmt | 5 | 2000 | 400 | 2000 | 769.88 | 3849.4 | 1476 | 7380 | 1230 | 6150 | 2457 | 12285
382 |  | In L shape with 100 mm deep up to 300mm high and 50 mm wide fascia, All G.I framework for ceiling to be used manufactured by GYPSteel only, 12.5 mm thk Gypsum board to be used manufactured by India Gypsum Board or La Farge only, Gypsum Board sheets shall be fitted finished as per manufacturer s specification, All joints to be filled with jointing compound including fibre tape reinforcement, Include finished cutouts for, AC grills including necessary framework ply support required, Exclude painting, Only fire line Gypsum
383 | 4.4 | Fire line Gypsum board slit 100 mm TO 150 mm wide | rmt | 10 | 4000 | 400 | 4000 | 878.52 | 8785.2 | 1476 | 14760 | 2345 | 23450 | 819 | 8190
384 |  | All G.I framework for ceiling to be used manufactured by GYPSteel only, 12.5 mm thk Gypsum board to be used manufactured by India Gypsum Board or La Farge only, Gypsum Board sheets shall be fitted finished as per manufacturer s specification, All joints to be filled with jointing compound including fibre tape reinforcement, Include finished cutouts for, AC grills including necessary framework ply support required, Exclude painting, Only fire line Gypsum
385 | 4.5 | Fire line Gypsum board slit 50 mm wide for curtain | rmt | 20 | 8000 | 400 | 8000 | 1095.78 | 21915.6 | 1250 | 25000 | 1195 | 23900 | 411 | 8220
386 |  | All G.I framework for ceiling to be used manufactured by GYPSteel only, 12.5 mm thk Gypsum board to be used manufactured by India Gypsum Board or La Farge only, Gypsum Board sheets shall be fitted finished as per manufacturer s specification, All joints to be filled with jointing compound including fibre tape reinforcement, Include finished cutouts for, AC grills including necessary framework ply support required, Exclude painting, Only fire line Gypsum
387 | 4.6 | Universal plaster punning on wall | smt | 134.4 | 63840 | 475 | 63840 | 557.8 | 74968.32 | 538 | 72307.2 | 732 | 98380.8 | 736 | 98918.4
388 |  | Average 12 mm thk Universal plaster punning by Gyproc Stucco, Tile bullmarks to be used for channel gliding tracks, Bull marks to be removed before apply punning, Surface to be in perfect plum, line and level, Include pencil rounding to wall corners as instructed, Smooth finished to receive finishing coating, Exclude painting work.
389 | V | CARPENTRY WORK
390 | 5.1 | Aluminium frame work for Partition | smt | 10.75 | 28917.5 | 2690 | 28917.5 | 3904.59 | 41974.34 | 3050 | 32787.5 | 4410 | 47407.5 | 4835 | 51976.25
391 |  | 50mm x 36 mm, 16 SWG aluminium framework at 600 mm c c on wall column , 18 mm x 18mm, 3 mm aluminium angle to be used for assembling panelling framework, Only round head, full thread, sheet metal screws to be used, Framework to be fixed to wall in perfect plum, line and level, Suitable bracket to be provided behind framework for correct alignment.
392 | 5.2 | Aluminium frame work For Panelling boxing | Smt | 31.5 | 96075 | 4500 | 141750 | 3904.59 | 122994.58 | 3050 | 96075 | 7185 | 226327.5 | 4835 | 152302.5
393 |  | 36mm x 36 mm, 16 SWG aluminium framework at 600 mm c c on wall column , 18 mm x 18mm, 3 mm aluminium angle to be used for assembling panelling framework, Only round head, full thread, sheet metal screws to be used, Framework to be fixed to wall in perfect plum, line and level, Suitable bracket to be provided behind framework for correct alignment, including provision for Electrical Conduit and slot for Digital screen as shown in drawing
394 | 5.3 | Ply Panelling
395 |  | providing and fixing marine plywood to existing framework pop wall surface with flat head, full thread, sheet metal screws, Edges of plywood to end at center of aluminium framework. Edges to be tightly screwed to aluminium framework at 300 mm c c. Edges to be planed properly to receive finish material
396 | a | 12 mm thk plywood | Smt | 68.2 | 110074.8 | 1890 | 128898 | 2231.19 | 152167.16 | 1614 | 110074.8 | 3018 | 205827.6 | 2576 | 175683.2
397 | b | 15 mm thk plywood | Smt | 5 | 10500 | 2100 | 10500 | 2788.99 | 13944.95 | 2690 | 13450 | 3426 | 17130 | 3351 | 16755
398 | c | 18 mm thk plywood | Smt | 5 | 11500 | 2300 | 11500 | 3346.79 | 16733.95 | 2959 | 14795 | 3990 | 19950 | 3841 | 19205
399 | d | 6 mm thk Flexi plywood | Smt | 5 | 6400 | 1280 | 6400 | 1673.4 | 8367 | 1614 | 8070 | 2040 | 10200 | 1767 | 8835
400 | 5.4 | SS Jali in Satin Bronze finish with fixed glass partition | smt | 8 | 185200 | 30000 | 240000 | 27889.92 | 223119.36 | 37660 | 301280 | 55690 | 445520 | 67490 | 539920
401 |  | Overall size- 1200 mm wide x 3000 mm height, Outer frame in SS hollow frame of 38 mm x50mm x 2.5 mm thickness all around each jali panel, all welded and polished joints, SS frame in Satin Bronze finish as approved by Architect, Outer frame fixed to floor and above false ceiling, using 8 mm thick MS plate with anchor bolt. including 10 mm thk 304 grade SS pipe jali as per approved design and in Satin Bronze finish,
402 |  | providing and fixing 10 mm thick toughen fix glass panel with 12 mm wide SS Beading around glass
403 | 5.5 | Decorative Toilet Vanity Mirrors | smt | 1.5 | 13350 | 8900 | 13350 | 23427.53 | 35141.3 | 34586 | 51879 | 24400 | 36600 | 15339 | 23008.5
404 |  | The mirrors shall be mounted on a backing of marine ply of overall 20 to 25 mm thickness, which shall be fixed to the wall. Including provision for LED strip light. Mirror shall be 8 mm thick to receive bevelling and shall be laminated at the back for protection, and backed with felt lining. All Mirrors shall have 18-25 mm bevelling on all edges. All edges of mirror shall have CNC edge polish, Mirrors shall be fixed to the backing ply with recommended adhesive or tape as approved by the Architect. exclude cost of LED strip lighting
405 | 5.6 | Plain mirror panelling | smt | 6 | 45000 | 7500 | 45000 | 13387.16 | 80322.96 | 18542 | 111252 | 24400 | 146400 | 11657 | 69942
406 |  | The mirrors shall be mounted on a backing of marine ply of overall 18 mm thickness, which shall be fixed to the wall. Including L shape SS finish Angle profile covering on All around the mirror. Mirror shall be 8 mm thick to receive bevelling and shall be laminated at the back for protection, and backed with felt lining. All Mirrors shall have 18-25 mm bevelling on all edges. All edges of mirror shall have CNC edge polish. Mirrors shall be fixed to the backing ply with recommended adhesive or tape as approved by the Architect.
407 | 5.7 | Tinted mirror panelling | smt | 6 | 45000 | 7500 | 45000 | 14502.76 | 87016.56 | 20264 | 121584 | 25590 | 153540 | 14112 | 84672
408 |  | The mirrors shall be mounted on a backing of marine ply of overall 12 mm thickness, which shall be fixed to the wall. Including SS inserts as per drawings, including 50 mm wide C shape profile covering on All around the mirror. Mirror shall be 8 mm thick and shall be laminated at the back for protection, and backed with felt lining. All edges of mirror shall have CNC edge polish. Mirrors shall be fixed to the backing ply with recommended adhesive or tape as approved by the Architect.
409 | 5.8 | Fluted Wall panelling in Duco paint finish | smt | 45 | 292500 | 10500 | 472500 | 13944.96 | 627523.2 | 15602 | 702090 | 18330 | 824850 | 19694 | 886230
410 |  | Using 12 mm thk HDF to be fixed on 12 mm thick HDF ply base , All joints shall be planed and smoothened before installing fluting mouldings.All joints shall be filled with suitable fillers and reinforcement tape, if required. HDF Moldings to be fixed as per drawing ( min 25 mm wide 12 mm deep ), shall be installed on HDF back surface in perfect plumb, line and level. base and HDF moulding surface shall be finished in duco paint, as approved by Architect
411 | 5.9 | Wooden strip panelling | smt | 3.42 | 10260 | 3000 | 10260 | 16733.95 | 57230.11 | 15846 | 54193.32 | 22615 | 77343.3 | 23831 | 81502.02
412 |  | Providing and fixing 25 mm wide x 12mm thick NBTW wooden strip as shown in drawing, Fixing shall be free of defects, Wooden strip to be Finished in Approved Melamine Polish
413 | 5.1 | Veneer finish Retail Display Behind reception table ( 2600 L x450 D x3000 H) | smt | 7.8 | 163800 | 21000 | 163800 | 40161.48 | 313259.54 | 26587 | 207378.6 | 43570 | 339846 | 73294 | 571693.2
414 |  | As per drawing, 12 mm thick plywood fixed to wall, Ply to be covered with 4 mm thick HDF , 36 mm thick Shelf ( 18 +12mm ply + 6 mm thick Corian ) with provision for Led strip lights, Storage unit at bottom, carcus to be made in 18 mm thick ply, internal surface covered with 1mm thick approved laminate, including veneer finish shutter and drawers, including 50 mm high 16G 304 grade SS bronze satin finish Skirting, Veneer to be Finished in Approved Melamine Polish (Basic cost of veneer upto Rs. 125 -sft )
415 | 5.11 | Duco paint finish Salon unit ( 3200 L x400 D x3000 H) | smt | 9.6 | 240000 | 25000 | 240000 | 44623.87 | 428389.15 | 26362 | 253075.2 | 47010 | 451296 | 43635 | 418896
416 |  | As per drawing, Carcase to be made out of 18 mm thick ply, Ply to be covered with 6 mm thick HDF , 36 mm thick HDF made-up Shelf with provision for Led strip lights as shown in drawings, Drawer unit at mirror bottom, internal surface covered with 1mm thick approved laminate, 50 mm wide half round duco finish moulding in arch shaped as per drawings, including 50 mm high 16G 304 grade SS bronze satin finish Skirting,
417 | 5.12 | Duco paint finish Salon unit ( 2800 L x150 D x3000 H) | smt | 8.4 | 189546 | 26250 | 220500 | 26774.32 | 224904.29 | 22565 | 189546 | 47010 | 394884 | 37500 | 315000
418 |  | As per drawing, Carcase to be made out of 12 mm thick ply, Ply to be covered with 6 mm thick HDF , 36 mm thick HDF made-up Shelf with provision for Led strip lights as shown in drawings, 50 mm wide half round duco finish moulding in arch shaped as per drawings, including 50 mm high 16G 304 grade SS bronze satin finish Skirting,
419 | 5.13 | SS Bronze finish niche for Nail bar ( 1600 L x100 D x500 H) | Nos | 1 | 12000 | 12000 | 12000 | 24989.37 | 24989.37 | 18500 | 18500 | 56470 | 56470 | 39070 | 39070
420 |  | As per drawing, Carcase to be made out of 12 mm thick ply, Ply to be covered with 16g SS bronze finish with 50 mm wide cover border in SS bronze finish as shown in drawings,
421 | 5.14 | Nail Bar counter in profile ( 1250 L x400 D x750 H) | Nos | 1 | 30000 | 30000 | 30000 | 37651.39 | 37651.39 | 30500 | 30500 | 47635 | 47635 | 40538 | 40538
422 |  | Providing and fixing Nail Bar counter desk in profile , up to 100 mm thick Top finish in Terrazzo , with SS bronze finish base As per detail drawings.
423 | 5.15 | Spa reception table in profile ( 2500 L x 600 D x1100 H) | Nos | 1 | 42500 | 78000 | 78000 | 122715.65 | 122715.65 | 42500 | 42500 | 322670 | 322670 | 250002 | 250002
424 |  | Providing and fixing Reception counter desk in profile , SS bronze finish top , with Fluted Apron finish in Duco paint, including drawer and storage As per detail drawings.
425 | 5.16 | SS Bronze Satin finish skirting 50mm high | Rmt | 40 | 42000 | 1350 | 54000 | 1530.32 | 61212.8 | 1050 | 42000 | 2455 | 98200 | 1373 | 54920
426 |  | 16 SWG, 304 Grade SS skirting over existing ply, Fixed with epoxy adhesive
427 | 5.17 | 30 mm thick x 400 mm deep Corian finish ledge, | Rmt | 5 | 23780 | 8650 | 43250 | 18514.94 | 92574.7 | 4756 | 23780 | 33545 | 167725 | 23266 | 116330
428 |  | Using 18 mm thick marine ply covered with 6 mm thick approved Corian on both side with 30 mm wide Facia.
429 | 5.18 | 1000 mm dia Circular Picture frame in duco paint | Nos | 4 | 19000 | 15000 | 60000 | 11155.97 | 44623.88 | 15000 | 60000 | 38350 | 153400 | 18167 | 72668
430 |  | DOORS
431 | 5.19 | Main Ent door -Wooden strip fluted panel door in Polish and Duco paint | nos | 1 | 62750 | 75000 | 75000 | 77645.54 | 77645.54 | 90000 | 90000 | 225315 | 225315 | 312360 | 312360
432 |  | Size 1000mm x 2400mm
433 |  | Door Frame
434 |  | Overall finish size 100mm x 50 mm thk without rebate, Door frame to be Made up Using 18 mm thick marine ply as rough ground, fixed to masonry wall in perfect plumb, line and level using 6 long Hilti Anchor bolt (total 6 nos - 3 nos each side), Clad with 12 mm thk NBTW wood, Rebate to be separately put in NBTW wood, Wood to be treated with anti-termite medicine, Frame to be Finished in Approved Melamine Polish
435 |  | Shutter
436 |  | Overall size 900 mm wide x 2400 mm ht. x 1 leaf, up to 82 mm thk. Using 38 mm thick readymade fireproof shutter covered with 8 mm thick marine ply on both sides , The shutter shall be clad with 4 mm thick approved veneer , including NBTW beading all around, 25 mm x 12 mm thick wooden strip to be fix on Veneer surface from inside and 25 mm x 12 mm thick HDF strip from lounge side with in duco paint as shown in drawings. basic cost of veneer up to Rs. 125 sft
437 |  | Polish
438 |  | Frame entire door to be Finished in Approved Melamine Polish
439 |  | Hardware
440 |  | 125 mm x 50 mm x 4 mm thk bearing type SS hinges fixed between frame and shutter with SS screws. At least 4 nos. hinges per shutter, with lock, Concealed door closer by Hafele as per required capacity, 1 set of handle as approved by Architect
441 | 5.2 | Toilet door Wooden strip | nos | 1 | 62750 | 65000 | 65000 | 66935.81 | 66935.81 | 65000 | 65000 | 168185 | 168185 | 245100 | 245100
442 |  | Size 1000mm x 2400mm
443 |  | Door Frame
444 |  | Overall finish size 250mm x 50 mm thk without rebate, Door frame to be Made up Using 18 mm thick marine ply as rough ground, fixed to masonry wall in perfect plumb, line and level using 6 long Hilti Anchor bolt (total 6 nos - 3 nos each side), Clad with 12 mm thk NBTW wood, Rebate to be separately put in NBTW wood, Wood to be treated with anti-termite medicine, Frame to be Finished in Approved Melamine Polish
445 |  | Shutter
446 |  | Overall size 800 mm wide x 2400 mm ht. x 1 leaf, up to 82 mm thk. Using 38 mm thick readymade fireproof shutter covered with 8 mm thick marine ply on both sides , The shutter shall be clad with 4 mm thick approved veneer from both side , including NBTW beading all around, 25 mm x 12 mm thick wooden strip from out side, to be fix on Veneer surface as shown in drawings. basic cost of veneer up to Rs. 125 sft
447 |  | Polish
448 |  | Frame entire door to be Finished in Approved Melamine Polish
449 |  | Hardware
450 |  | 125 mm x 50 mm x 4 mm thk bearing type SS hinges fixed between frame and shutter with SS screws. At least 4 nos. hinges per shutter, with lock, Concealed door closer by Hafele as per required capacity, 1 set of handle as approved by Architect
451 | 5.21 | Sliding Glass door with SS Jali in Satin Bronze finish | nos | 1 | 52750 | 75000 | 75000 | 66935.81 | 66935.81 | 65000 | 65000 | 242880 | 242880 | 336870 | 336870
452 |  | Overall size- 1200 mm wide x 3000 mm height, Outer frame in SS hollow frame of 38 mm x50mm x 2.5 mm thickness all around with top hung Sliding channel , SS frame in Satin Bronze finish as approved by Architect, Sliding channel fixed to false ceiling frame, using 8 mm thick MS plate with anchor bolt. including 10 mm thk 304 grade SS pipe jali door panel as per approved design and in Satin Bronze finish,
453 |  | providing and fixing 10 mm thick toughen fix glass panel with 12 mm wide SS Beading around glass
454 | 5.22 | Built-in seating -Seat | Rmt | 2 | 32000 | 16000 | 32000 | 33696 | 67392 | 55000 | 110000 | 41700 | 83400 | 50479 | 100958
455 |  | Carcus to be made out of 38mm x 38 mm Aluminium framework and 18 mm thk plywood , up to 100 mm thk foam rubber seat pasted to 18 mm thk ply base , 25 mm thk., 32 density PU foam to cover rubber seat, PU foam to be covered with 6 mm thk. sheet before finishing seat in white cloth, Final fabric leather shall be nailed on bottom side of plywood base, Including Wooden finish band, Wood to be Finished in Approved Melamine Polish,(Basic cost of fabric at Rs.2500 rmt)
456 | VI | SANITARY CP FITTINGS - ONLY FIXING
457 |  | COMMON LADIES AND GENTS TOILET
458 | 6.1 | WC for toilet | nos | 1 | 0 | 2565 | 2565 | 5000 | 5000 | 0 | 0 | 0 | 0 | 5130 | 5130
459 | 6.2 | Flush tank | nos | 1 | 0 | 1550 | 1550 | 3125 | 3125 | 0 | 0 | 0 | 0 | 2850 | 2850
460 | 6.3 | Flush plate | nos | 1 | 0 | 515 | 515 | 1562.5 | 1562.5 | 0 | 0 | 0 | 0 | 1710 | 1710
461 | 6.4 | Wash basin | nos | 1 | 0 | 1850 | 1850 | 3125 | 3125 | 0 | 0 | 0 | 0 | 5130 | 5130
462 | 6.6 | health faucet for WC | nos | 1 | 0 | 515 | 515 | 1562.5 | 1562.5 | 0 | 0 | 0 | 0 | 570 | 570
463 | 6.7 | wash basin faucet | nos | 1 | 0 | 515 | 515 | 1562.5 | 1562.5 | 0 | 0 | 0 | 0 | 570 | 570
464 | 6.8 | toilet paper holder | nos | 1 | 0 | 310 | 310 | 312.5 | 312.5 | 0 | 0 | 0 | 0 | 285 | 285
465 | 6.9 | hand dryer | nos | 1 | 0 | 515 | 515 | 312.5 | 312.5 | 0 | 0 | 0 | 0 | 285 | 285
466 | 6.1 | tissue paper holder | nos | 1 | 0 | 310 | 310 | 312.5 | 312.5 | 0 | 0 | 0 | 0 | 228 | 228
467 | 6.11 | Soap dispenser | nos | 1 | 0 | 260 | 260 | 312.5 | 312.5 | 0 | 0 | 0 | 0 | 228 | 228
468 | 6.12 | Robe hook | nos | 1 | 0 | 160 | 160 | 187.5 | 187.5 | 0 | 0 | 0 | 0 | 228 | 228
469 | 6.13 | Dust bin | nos | 1 | 0 | 110 | 110 | 312.5 | 312.5 | 0 | 0 | 0 | 0 | 228 | 228
470 | VII | PAINTING WORKS
471 | 7.1 | Painting to walls in pearl luster | smt | 80 | 39360 | 600 | 48000 | 650 | 52000 | 807 | 64560 | 492 | 39360 | 760 | 60800
472 |  | Sanding and preparing surface for receiving primer, One coat of cement primer in solvent base, Two coats of putty in water synthetic enamel base, Three coats of luster paint in approved shed, Complete as per manufacturer s specifications
473 | 7.2 | Painting to ceiling in acrylic emulsion paint | smt | 100 | 48000 | 480 | 48000 | 650 | 65000 | 699 | 69900 | 552 | 55200 | 577 | 57700
474 |  | Sanding and preparing surface for receiving primer, One coat of cement primer in solvent base, Two coats of putty in water synthetic enamel, Three coats of acrylic emulsion paint in approved shed, Complete as per manufacturer s specifications
475 | 7.3 | Surface preparation for wall paper | smt | 70 | 15050 | 215 | 15050 | 420 | 29400 | 485 | 33950 | 336 | 23520 | 429 | 30030
476 |  | Include cement primer, 2 coats of putty, touch up putty and primer with water base, Surface to be made ready to receive wall paper
477 | 7.4 | Hand painted Customised Wall paper | Smt | 70 | 44100 | 5200 | 364000 | 5639.96 | 394797.2 | 4842 | 338940 | 630 | 44100 | 6699 | 468930
478 |  | Providing and fixing approved wall paper by -Marshal Ego wall paper, as approved by architect, Include protection till handover, (Basic cost of wall paper @ Rs.350 sft )
479 | 7.5 | Duco Paint to Walls Partition | Smt | 25 | 56875 | 2800 | 70000 | 3098.88 | 77472 | 4035 | 100875 | 3702 | 92550 | 3240 | 81000
480 |  | Sanding and preparing surface for receiving paint, Final coats of Duco paint. Complete as per manufacturer s specifications
481 |  | Water Lounge Area
482 | I | DEMOLITION WORK | LS | 1 | 0 | 150000 | 150000 | 0 | 0 | 0 | 0 | 0 | 0 | 51300 | 51300
483 | II | MASONRY WORK
484 | 2.1 | P C of 200mm thick block masonry conforming to IS 2185 (Part-I), walls to start from floor slab up to true ceiling, suitably anchored to back existing wall existing columns in cement mortar in 1 4 ratio, minimum 12 15mm thick, only 43 or 53 grade cement Adhesive to be used. Constructed in perfect plum, line and level. Wall to be cured for at least 3 days. Rate inclusive of required scaffolding, ranking out the joints, cutting, providing fixing of including providing RCC Patli to be after every 5 layers and lintel work for the doors windows curved windows opening of 100mm x 100mm at every 1.00m C C with 2 nos. 8mm dia Tor bars and 6mm dia links at 300 c c in cement concrete of mix M 20, required formwork complete with raking out joints, curing, doing independent double legged scaffolding as per specifications etc. at all heights, depths and leads as directed, exclude cement plaster. Complete as per site engineer s instruction and Architectural detail drawings. All external divider walls up to 4300mm ht up to mother slab level. | Sq. Mtr. | 231.77 | 475128.5 | 2050 | 475128.5 | 3340 | 774111.8 | 3013 | 698323.01 | 4519 | 1047368.63 | 5191 | 1203118.07
485 | 2.2 | P C of 150mm thick block masonry conforming to IS 2185 (Part-I), walls to start from floor slab up to true ceiling, suitably anchored to back existing wall existing columns in cement mortar in 1 4 ratio, minimum 12 15mm thick, only 43 or 53 grade cement Adhesive to be used. Constructed in perfect plum, line and level. Wall to be cured for at least 3 days. Rate inclusive of required scaffolding, ranking out the joints, cutting, providing fixing of including providing RCC Patli to be after every 5 layers and lintel work for the doors windows curved windows opening of 100mm x 100mm at every 1.00m C C with 2 nos. 8mm dia Tor bars and 6mm dia links at 300 c c in cement concrete of mix M 20, required formwork complete with raking out joints, curing, doing independent double legged scaffolding as per specifications etc. at all heights, depths and leads as directed, exclude cement plaster. Complete as per site engineer s instruction and Architectural detail drawings. All external divider walls up to 4300mm ht up to mother slab level. | Sq. Mtr. | 49.1 | 90835 | 1850 | 90835 | 2740 | 134534 | 2045 | 100409.5 | 3607 | 177103.7 | 4098 | 201211.8
486 | 2.3 | P C of 100mm solid concrete block masonry made of solid concrete blocks conforming to IS 2185 (Part-I), walls to start from floor slab up to true ceiling, suitably anchored to back existing wall existing columns in cement mortar in 1 4 ratio, minimum 12 15mm thick, only 43 or 53 grade cement Adhesive to be used. Constructed in perfect plum, line and level. Wall to be cured for at least 3 days. Rate inclusive of required scaffolding, ranking out the joints, cutting, providing fixing of including providing RCC Patli to be after every 5 layers and lintel work for the doors windows curved windows opening of 100mm x 100mm at every 1.00m C C with 2 nos. 8mm dia Tor bars and 6mm dia links at 300 c c in cement concrete of mix M 20, required formwork complete with raking out joints, curing, doing independent double legged scaffolding as per specifications etc. at all heights, depths and leads as directed, exclude cement plaster. Complete as per site engineer s instruction and Architectural detail drawings. All divider walls up to 4300mm ht of internal divider walls at toilet area. | Sq. Mtr. | 73.69 | 126894.18 | 1800 | 132642 | 2300 | 169487 | 1722 | 126894.18 | 3140 | 231386.6 | 3165 | 233228.85
487 | 2.4 | P A of single coat backing plaster of 12 15 mm thick in CM 1 4 proportion to the walls others concrete masonry surfaces including raking out joints, hacking concrete surfaces and applying approved chemical bonding agent for receiving cement finished dash coat plaster and applying a scratch coat over concrete surfaces by bonding adhesive chemical coat as directed by approved manufacturer to create a key, cleaning grooving deep junctions of concrete masonry, grouting then back by mortar mixed with non shrinking compound along with packing of clean, fresh square cut aggregate; also providing and fixing approved metal mesh (18 gauge) @ 150 200mm wide to junctions of concrete and masonry, preparing jambs, sills, grooves, pattas, wattas, rounding of corners, all complete as per architectural drawings, specifications and finished smooth with wooden rundha or rough to take specified cladding or as specified, depth and lifts, doing independent double-legged scaffolding, cleaning of surfaces, curing. complete as per specification and to the approval of the PM scaffolding, curing the joints, seven days water treatment as anti crack of plaster, etc.. Complete as per site engineer s instruction. These are for all the both surfaces of new constructed masonry walls rcc wall columns beams etc. | Sq. Mtr. | 709.12 | 460928 | 650 | 460928 | 767 | 543895.04 | 807 | 572259.84 | 1200 | 850944 | 1018 | 721884.16
488 | 2.5 | P A of single coat backing plaster of 12 15 mm thick in CM 1 4 proportion to the walls others concrete masonry surfaces including raking out joints, hacking concrete surfaces and applying approved chemical bonding agent for receiving cement finished dash coat plaster and applying a scratch coat over concrete surfaces by bonding adhesive chemical coat as directed by approved manufacturer to create a key, cleaning grooving deep junctions of concrete masonry, grouting then back by mortar mixed with non shrinking compound along with packing of clean, fresh square cut aggregate; also providing and fixing approved metal mesh (18 gauge) @ 150 200mm wide to junctions of concrete and masonry, preparing jambs, sills, grooves, pattas, wattas, rounding of corners, all complete as per architectural drawings, specifications and finished smooth with wooden rundha or rough to take specified cladding or as specified, depth and lifts, doing independent double-legged scaffolding, cleaning of surfaces, curing. complete as per specification and to the approval of the PM scaffolding, curing the joints, seven days water treatment as anti crack of plaster, etc.. Complete as per site engineer s instruction. These are for all the both surfaces of new constructed masonry walls rcc wall columns beams etc. | Sq. Mtr. | 106.21 | 69036.5 | 650 | 69036.5 | 767 | 81463.07 | 807 | 85711.47 | 1200 | 127452 | 1288 | 136798.48
489 | 2.6 | Ramp flooring- Gradient of slope in 1 to 12 ratio, Floor surface to be cleaned of any dust particles, Surface to be watered well before laying blocks,OPC Only 43 grade cement to be used ( make- ACC Bharthi Ultratech Grasim Industries Coromandel ),Cement mortar in 1 4 ratio, minimum 12mm thk, Ramp block shall start from slab level height shall increase gradually match raised flooring height, Blocks shall be laid with alternate joints, Cured for at least 3 days,
490 |  | 0 to 300 mm thick | Sq. Mtr. | 10 | 22000 | 2200 | 22000 | 2750 | 27500 | 3766 | 37660 | 3312 | 33120 | 3534 | 35340
491 | 2.7 | P C of 150mm thick screed with 100mm thick broken AAC (Siporex) Block, broken siporex block to be laid on the waterproofing treated floor in proper leveling, after laying of the siporex block, void area to be filled up with Siporex or equivalent light weight materials including making of 50mm thick IPS flooring in cement concrete mix of 1 2 4 (1 cement 2 sand 4 aggregate 20mm) well vibrated, compacted, fixed to correct level and finished smooth and cured by keeping surfaces well- covered and protected against excesses of any type, all complete at all heights and leads to the satisfaction. Complete as per instruction by the site engineer. | Sq. Mtr. | 7 | 12950 | 1850 | 12950 | 2750 | 19250 | 2959 | 20713 | 2791.62 | 19541.34 | 2356 | 16492
492 | 2.8 | P C of 300mm thick screed with 100 200 250mm thick broken AAC (Siporex) Block, broken siporex block to be laid on the waterproofing treated floor in proper leveling, after laying of the siporex block, void area to be filled up with Siporex or equivalent light weight materials including making of 50mm thick IPS flooring in cement concrete mix of 1 2 4 (1 cement 2 sand 4 aggregate 20mm) well vibrated, compacted, fixed to correct level and finished smooth and cured by keeping surfaces well- covered and protected against excesses of any type, all complete at all heights and leads to the satisfaction. Laying the same in proper line level on the seating area s floor to maintain the floor leveling to get the smooth surface to lay the finishing floor materials on the said surface. Complete as per architectural detail drawings instruction by the site engineer. | Sq. Mtr. | 90 | 202500 | 2250 | 202500 | 2475 | 222750 | 3766 | 338940 | 4044.04 | 363963.6 | 4712 | 424080
493 | 2.9 | P C of 50mm 75mm thick screed in cement concrete mix of 1 2 4 (1 cement 2 sand 4 aggregate 20mm) well vibrated, compacted, fixed to correct level and finished smooth and cured by keeping surfaces well- covered and protected against excesses of any type, all complete at all heights and leads to the satisfaction. Laying the same in proper line level on the seating area s floor to maintain the floor leveling to get the smooth surface to lay the finishing floor materials on the said surface. Complete as per architectural detail drawings instruction by the site engineer. | Sq. Mtr. | 12 | 10680 | 1800 | 21600 | 898 | 10776 | 1453 | 17436 | 1914 | 22968 | 1950 | 23400
494 | III | CIVIL FINISHES WORK
495 |  | FLOORING
496 | 3.1 | Italian Marble Flooring | smt | 88 | 399168 | 9150 | 805200 | 10795 | 949960 | 9899 | 871112 | 4536 | 399168 | 13007 | 1144616
497 |  | Clean existing sub floor thoroughly. Flooring shall consist of Marble as per drawing, Up to 50 mm thick bedding mortar as per tech specs. Marble slabs shall be minimum 18 mm thick, laid as per tech specs, Marble to be cut as per size and laid with tight hairline joints. Joint filling and finishing as per tech specs.(On site cost of Italian marble @ Rs.450 sft without tax) including Approved sealer to be applied on all sides, Including sealer coat , Including using plastic Pvc sheet and POP to protect on marble flooring as protection , Include removal and disposing of protection materials before handover
498 | 3.2 | Italian Marble Flooring on Ramp in Strip Form | smt | 5 | 45750 | 9150 | 45750 | 12450 | 62250 | 11755 | 58775 | 21528 | 107640 | 31463 | 157315
499 |  | Clean existing sub floor thoroughly. Flooring shall consist of Marble in strips form as per drawing, At least 50 mm thk bedding mortar as per tech specs. Marble slabs shall be minimum 18 mm thick, laid as per tech specs. Marble to be cut as per size and laid with tight hairline joints. Joint filling and finishing and mirror polishing as per tech specs. Including 4mm thick x12 mm wide SS satin copper finish strip inserts in the flooring at 75 100 mm c c ,(On site cost of Italian marble @ Rs.450 sft without tax) including Approved sealer to be applied on all sides, Including sealer coat, Including using plastic Pvc sheet and POP to protect on marble flooring as protection , Include removal and disposing of protection materials before handover
500 | 3.2 | Vitrified tile Flooring for staff toilet | smt | 10 | 32500 | 3300 | 33000 | 3690 | 36900 | 3766 | 37660 | 3678 | 36780 | 3791 | 37910
501 |  | Clean existing sub floor thoroughly before fixing Vitrified tile, Before starting, carefully read the suppliers laying plan and instructions. Decorative mosaic tiles shall be fixed and finished as per manufacturers instructions, preferably by a nominated contractor. Basic cost of mosaic tiles at Rs.150 sft without tax
502 | 3.4 | Kota Stone Flooring for Corridor service Area | smt | 80 | 156000 | 1950 | 156000 | 3040 | 243200 | 3228 | 258240 | 3066 | 245280 | 5080 | 406400
503 |  | P F of 19mm thick Kota Stone flooring (selected approved grey colour - size, 550mm x550mm, basic cost INR. 538.00 SM), stone to be machine cut, machine polished, laid in pattern and sizes as detailed in drawing, bedded over cement sand mortar of mix ratio of 1 6 (1 cement 6 sand) including cleaning and preparing the surface for bedding, Kotah to be laid with tight hairline joints , joints to be cleaned and grouted with matching colour approved quality Epoxy based readymade grout, curing, machine polishing, cleaning, etc. complete at all depths, heights and leads to the satisfactions, necessary cut out for services purpose, etc. Complete in proper line level as per site engineer s instruction. It is considered for kitchen service area.
504 | 3.5 | Granite Stone Ramp Flooring for Service corridor | smt | 5 | 30250 | 7000 | 35000 | 6250 | 31250 | 6994 | 34970 | 18492 | 92460 | 14161 | 70805
505 |  | P F of 18mm thick leather finished jet black granite flooring on the ramp with 100mm wide (selected approved make, basic cost INR. 2690.00 SM) in stroke pattern to get the desired grip. Stone to be machine cut, machine polished, laid in pattern and sizes as detailed in drawing, bedded over cement sand mortar of mix ratio of 1 6 (1 cement 6 sand) including cleaning and preparing the surface for bedding, joints to be cleaned and grouted with matching colour approved quality Epoxy based readymade grout, curing, cleaning, etc. to required line, level, etc. all complete at all depths, heights and leads to the satisfactions, necessary cut out for services purpose, chamfer of edges, etc. Complete in proper line level as per site engineer s instruction. It is for the back kitchen entrance area
506 |  | CLADDING
507 | 3.6 | Synthetic Marble Wall Cladding with Grooves | smt | 161.5 | 1086087.5 | 7500 | 1211250 | 6860 | 1107890 | 6725 | 1086087.5 | 8898 | 1437027 | 13106 | 2116619
508 |  | Clean existing wall surface before fixing wall cladding. Slabs shall be min. 18 mm thick fixed to plastered siporex block work, Slabs shall be installed as per tech specs on plastered wall siporex block work, Joint filling and finishing and mirror polishing as per tech specs. Including up to 3mm V grooves, mirror polished and finished. including Approved sealer to be applied on all sides (On site cost of Synthetic marble @ Rs.275 sft without tax)
509 | 3.7 | Italian Marble Wall Cladding for in strip format | smt | 100 | 860000 | 9150 | 915000 | 11050 | 1105000 | 10222 | 1022200 | 12925 | 1292500 | 20456 | 2045600
510 |  | Clean existing wall surface before fixing wall cladding, Marble shall be minimum 18 mm thick fixed to Fire rated plywood paneling plastered wall siporex block work, Marble shall be cut from slabs of even thickness, Marble shall be installed with suitable adhesive, if installed on plywood, Marble shall be installed as per tech specs on plastered siporex block work, Joint filling and finishing and mirror polishing as per tech specs. Including up to 3 mm V grooves chamfer edge moulding, mirror polished and finished. including Approved sealer to be applied on all sides (On site cost of Italian marble @ Rs.450 sft without tax)
511 | 3.8 | Jointless ceramic tiles cladding ( for staff toilet Service Corridor ) | smt | 140 | 273000 | 1950 | 273000 | 2275 | 318500 | 2690 | 376600 | 2298 | 321720 | 3338 | 467320
512 |  | Cladding shall comprise of ceramic tile of 600 mm x 300 mm, Tiles to be fixed in ordinary Portland cement only, Tiles to be put with Spacer required with Leticrete grout in joints in plumb, including levelling coat if any , Joints to be filled with matching groute.(Basic cost of ceramic tiles at Rs.60 sft) make Johnson Somany Kajaria Nitco
513 | 3.9 | Decorative Glass Mosaic Tiles In General Toilets ( customize design ) | smt | 30 | 516480 | 24500 | 735000 | 20750 | 622500 | 17216 | 516480 | 25680 | 770400 | 27475 | 824250
514 |  | Clean existing wall surface before fixing Glass Mosaic tile, Before starting, carefully read the suppliers laying plan and instructions. Decorative mosaic tiles shall be fixed and finished as per manufacturers instructions, preferably by a nominated contractor. Basic cost of mosaic tiles at Rs.1200 sft without tax
515 | 3.1 | Plain Glass Mosaic Tile Wall Cladding | smt | 109 | 937400 | 9700 | 1057300 | 9100 | 991900 | 9146 | 996914 | 13610 | 1483490 | 14713 | 1603717
516 |  | Clean existing wall surface before fixing Glass Mosaic tile, Before starting, carefully read the suppliers laying plan and instructions. Decorative mosaic tiles shall be fixed and finished as per manufacturers instructions, preferably by a nominated contractor. (Basic cost of mosaic tiles at Rs.450 sft without tax)
517 | 3.11 | Synthetic Marble Jamb lining for common Toilet Door Openings | rmt | 42 | 48300 | 2800 | 117600 | 3060 | 128520 | 1150 | 48300 | 2214 | 92988 | 2924 | 122808
518 |  | Marble jamb lining for EWC doors including rebate, up to 230 mm wide, up to 2250 mm ht all around, At least 18 mm thk per-polished slabs to be used, Slabs to be cut as per approved size drawings, Include mitre joints at all junctions as per Architects instructions, Including V groove to match wall cladding, Marble to be fitted with white cement only, Marble shall be installed as per tech specs on plastered siporex block work, Joint filling and finishing and mirror polishing as per tech specs. including Approved sealer to be applied on all sides (Basic cost of Synthetic Marble at Rs.275 sft without tax)
519 | 3.12 | Granite jamb lining Door Openings | rmt | 42 | 44100 | 2500 | 105000 | 2100 | 88200 | 1050 | 44100 | 1710 | 71820 | 2326 | 97692
520 |  | Granite for kitchen doors including rebate, up to 250 mm wide, up to 2250 mm ht all around, At least 18 mm thk per-polished Granite to be used. Granite to be cut as per approved size drawings. Include mitre joints at all junctions as per Architects instructions, Granite shall be installed as per tech specs on plastered siporex block work, Moulding to Granite edge as approved including polish, Joint filling and finishing and mirror polishing as per tech specs. (Basic cost of Granite at Rs.200 sft without tax)
521 | 3.13 | Granite Architrave for Door Openings | rmt | 84 | 88200 | 2500 | 210000 | 2100 | 176400 | 1050 | 88200 | 2418 | 203112 | 2326 | 195384
522 |  | 50 mm wide Granite Architrave for kitchen back office doors , At least 18 mm thk per-polished Granite to be used. Include mitre joints at all junctions as per Architects instructions, Granite shall be installed as per tech specs on plastered siporex block work, Moulding to Granite edge as approved including polish, Joint filling and finishing and mirror polishing as per tech specs. (Basic cost of Granite at Rs.200 sft without tax)
523 | 3.13a | 150 mm high Kotah Finish Skirting | rmt | 75 | 26250 | 350 | 26250 | 637 | 47775 | 492 | 36900 | 765 | 57375 | 931 | 69825
524 |  | P F of 19mm thick Kota Stone Skirting , stone to be machine cut, machine polished, fixed with cement paste including cleaning and preparing the surface of wall, Kotah to be fixed with tight hairline joints , joints to be cleaned and grouted with matching colour approved quality Epoxy based readymade grout, curing, machine polishing, cleaning, etc. as per site engineer s instruction. It is considered for service area.
525 |  | COUNTER AND LEDGES
526 | 3.14 | Italian Marble Finish Wash Basin Counter for Common toilet | rmt | 10 | 91500 | 9150 | 91500 | 27500 | 275000 | 38500 | 385000 | 49098 | 490980 | 11969 | 119690
527 |  | The counter shall be supported on 38mm x 38mm x 5mm thk MS angle fixed to block work. Brackets shall be inserted within wall by at least 125mm, MS brackets shall be coated with 2 coats of anti-corrosive paint and 3 coats of synthetic enamel paint, 18mm thk ordinary Indian marble placed within bracket and screwed through bracket, At least 20mm thk cement mortar bedding in 1 4 ratio, Pre-finished and pre-polished marble slabs shall be fixed as per tech specs. Counter shall have up to 300 mm wide fascia marble with mitre joints All top edges of counter shall have chamfer moulding. Joint filling and finishing and mirror polishing as per tech specs. including Approved sealer to be applied on all sides. Including all plumbing cutout as shown in drawing
528 |  | (Basic cost of marble at Rs.450 sft including fiber filling polish)
529 | 3.15 | Synthetic Marble Ledges for all WC | rmt | 11 | 35200 | 3200 | 35200 | 4100 | 45100 | 4756 | 52316 | 25044 | 275484 | 5848 | 64328
530 |  | Using 18mm thick marble top, Including 2 high Marble fascia, Pre-polished finish marble shall be installed as per tech specs. Joint filling and finishing and mirror polishing as per tech specs. including Approved sealer to be applied on all sides.
531 |  | (Basic cost of Synthetic Marble at Rs.275 sft without tax)
532 | 3.16 | Synthetic Marble Dressing Vanity Ledge in Common Ladies toilet | rmt | 2.5 | 8000 | 3200 | 8000 | 4100 | 10250 | 9580 | 23950 | 24708 | 61770 | 6110 | 15275
533 |  | Using 18 mm thick marble top, including 2 high Marble fascia, Pre-polished finish marble shall be installed as per tech specs. Joint filling and finishing and mirror polishing as per tech specs. including Approved sealer to be applied on all sides
534 |  | (Basic cost of Synthetic Marble at Rs.275 sft without tax)
535 | 3.17 | Urinal Divider for Gents Toilet | nos | 5 | 30000 | 6000 | 30000 | 21750 | 108750 | 22500 | 112500 | 20670 | 103350 | 24004 | 120020
536 |  | Overall size 2000 mm x 400 mm, in approved profile. Frame in 25mmx25mm SS finish pipe in glossy matt copper finish in profile to be approved by Architects, Insert of 18 mm synthetic marble slabs pre-polished on both sides including Approved sealer to be applied on all sides (Basic cost of Marble at Rs.275 sft without tax)
537 | 3.16 | Granite Ledge in Janitor room | rmt | 4 | 11200 | 2800 | 11200 | 4500 | 18000 | 9580 | 38320 | 24708 | 98832 | 5422 | 21688
538 |  | Using 18 mm thick marble top, including 2 high Marble fascia, Pre-polished finish marble shall be installed as per tech specs. Joint filling and finishing and mirror polishing as per tech specs. including Approved sealer to be applied on all sides
539 |  | (Basic cost of Synthetic Marble at Rs.200 sft without tax)
540 | IV | FRENCH PLASTER WORK
541 | 4.1 | Fire line Gypsum board ceiling | smt | 200 | 406800 | 2400 | 480000 | 2034 | 406800 | 2583 | 516600 | 3954 | 790800 | 2687 | 537400
542 |  | All G.I framework for ceiling to be used manufactured by GYPSteel only at 400 mm c c suspenders, closer at 1200 mm c c, 12.5 mm thk Gypsum board to be used manufactured by Saint Gobain Gypsum Board or La Farge only, Gypsum Board sheets shall be fitted finished as per manufacturer s specification, All joints to be filled with jointing compound including fiber tape reinforcement, Include finished cutouts for light fixtures, AC grills including necessary framework ply support , Include horizontal structural member to span below HVAC ducting for ceiling suspenders ( Note - existing structural ceiling height is 4300 mm )
543 | 4.2 | Fire line Gypsum board Facia Band 50 mm | rmt | 40 | 14400 | 450 | 18000 | 630 | 25200 | 850 | 34000 | 360 | 14400 | 411 | 16440
544 |  | All G.I framework for ceiling to be used manufactured by GYPSteel only, 12.5 mm thk Gypsum board to be used manufactured by India Gypsum Board or La Farge only, Gypsum Board sheets shall be fitted finished as per manufacturer s specification, All joints to be filled with jointing compound including fiber tape reinforcement, Include finished cutouts for, AC grills including necessary framework ply support required, Exclude painting, Only fire line Gypsum
545 | 4.3 | Indirect Light Coves in Ceiling | rmt | 40 | 16000 | 400 | 16000 | 800 | 32000 | 1476 | 59040 | 1230 | 49200 | 2457 | 98280
546 |  | In L shape with 100 mm deep up to 300mm high and 50 mm wide fascia, All G.I framework for ceiling to be used manufactured by GYPSteel only, 12.5 mm thk Gypsum board to be used manufactured by India Gypsum Board or La Farge only, Gypsum Board sheets shall be fitted finished as per manufacturer s specification, All joints to be filled with jointing compound including fiber tape reinforcement, Include finished cutouts for, AC grills including necessary framework ply support required, Exclude painting, Only fire line Gypsum
547 | 4.4 | Shadow groove in ceiling | rmt | 54 | 12150 | 450 | 24300 | 875 | 47250 | 225 | 12150 | 360 | 19440 | 1215 | 65610
548 |  | providing and Fixing ready made powder coated aluminium profile up to 18 mm x 18 mm as approved by Architect
549 | 4.5 | Universal plaster punning on wall | smt | 192 | 93120 | 485 | 93120 | 615 | 118080 | 538 | 103296 | 732 | 140544 | 736 | 141312
550 |  | Average 12 mm thk Universal plaster punning by Gyproc Stucco, Tile bullmarks to be used for channel gliding tracks, Bull marks to be removed before apply punning, Surface to be in perfect plum, line and level, Include pencil rounding to wall corners as instructed, Smooth finished to receive finishing coating, Exclude painting work.
551 | V | CARPENTRY WORK
552 | 5.1 | P F of 304 grade 3mm thick SS Corner guard (30mm x 30mm, hairline matt finished as per approved sample) fixing with SS full thread screws on each corner of the kitchen s wall after cladding of tiles, so that the corner may be protected from the damages, including cleaning, etc. Complete in proper line level as per site engineer s instruction. It is for the back kitchen area. | rmt | 14.4 | 6912 | 1200 | 17280 | 1400 | 20160 | 850 | 12240 | 3200 | 46080 | 1589 | 22881.6
553 | 5.2 | Frosted Glass Screen with satin Glossy Copper Finish SS Frame in Toilets | smt | 6.98 | 63169 | 20200 | 140996 | 10784 | 75272.32 | 18564 | 129576.72 | 30882 | 215556.36 | 17180 | 119916.4
554 |  | Frosted, textured, toughened and laminated glass overall 10 mm thick, as per samples approved by Architect. All glass edges to be fine cut and polished and sealed. The glass shall be fitted into a rebate of special fabricated 16G 304 grade SS copper finish frame of 50mmx50mm, as approved by Architect. The entire assembly shall be fitted on wall and floor with proper accessories and protected till handover.
555 | 5.3 | SS satin Glossy Copper Finish Band in Toilets | rmt | 73 | 91250 | 1350 | 98550 | 4600 | 335800 | 1250 | 91250 | 3270 | 238710 | 4786 | 349378
556 |  | SS satin Glossy Copper finish sheet 304 grade, minimum 16 gauge thk. cladding on the ply with joints as required by Architect. The C shape SS band shall be 50 mm wide with turned in sides up to 25 mm and shall be fixed on 12 mm marine ply band fixed to wall and jambs. SS sheets fixed with recommended adhesive including protection film till handover
557 | 5.4 | Decorative Toilet Vanity Mirrors in Oval Circular Rectangular Shapes | smt | 9 | 121500 | 13500 | 121500 | 23400 | 210600 | 22658 | 203922 | 51252 | 461268 | 35131 | 316179
558 |  | The mirrors shall be mounted on a backing of aluminium framework and marine ply of overall 30 to 40 mm thickness, which shall be fixed to the wall. Including provision for LED strip light. Mirror shall be 8 mm thick to receive beveling and shall be laminated at the back for protection, and backed with felt lining. All Mirrors shall have 18-25 mm beveling on all edges. All edges of mirror shall have CNC edge polish, Mirrors shall be fixed to the backing ply with recommended adhesive or tape as approved by the Architect. exclude cost of LED strip lighting
559 | 5.5 | Plain mirror paneling ( dressing room ) | smt | 5 | 37500 | 7500 | 37500 | 13250 | 66250 | 18542 | 92710 | 21930 | 109650 | 11657 | 58285
560 |  | The mirrors shall be mounted on a backing of marine ply of overall 18 mm thickness, which shall be fixed to the wall. Including L shape SS finish Angle profile covering on All around the mirror. Mirror shall be 8 mm thick to receive beveling and shall be laminated at the back for protection, and backed with felt lining. All Mirrors shall have 18-25 mm beveling on all edges. All edges of mirror shall have CNC edge polish. Mirrors shall be fixed to the backing ply with recommended adhesive or tape as approved by the Architect.
561 |  | DOORS
562 | 5.6 | Toilet Main Doors in Timber and Veneer Finish- D1 | nos | 2 | 120000 | 65000 | 130000 | 77500 | 155000 | 60000 | 120000 | 155640 | 311280 | 171000 | 342000
563 |  | Overall size 1000 mm x 2250 mm ht 900 mm x 2250 mm ht
564 |  | Door frame
565 |  | Overall size 275 mm wide x 50 mm thick x 2250 ht Door frame to be Made up Using 18 mm thick marine ply as rough ground, fixed to masonry wall in perfect plumb, line and level by using 6 long Hilti Anchor bolt (total 6 nos - 3 nos each side), Clad with 12 mm thk NBTW wood, Rebate to be separately put in NBTW wood, Wood to be treated with anti-termite medicine,
566 |  | Shutter
567 |  | Overall size 900 mm wide x 2200 mm ht. x 1 leaf, up to 59 mm thk, Using 35 mm thick readymade fireproof shutter covered with 8 mm thick marine ply on both sides , The shutter shall be clad with 4 mm thick approved veneer on both sides including NBTW beading all around. basic cost of veneer up to Rs. 125 sft
568 |  | Polish
569 |  | Frame entire door to be Finished in Approved waterbase PU polish
570 |  | Hardware
571 |  | The shutter shall be mounted on min. 3 nos. bearing SS finished hinges with proprietary screws, made by Hafele Dorma or equivalent approved by Architect. The shutter shall have a “Dorma” concealed door closer. Include a set of lock and approved handle,( basic cost of handle Rs. 8,000 pair )
572 | 5.7 | Disabled Toilet Entrance Door (Sliding) D-3 ( electronic operated ) | nos | 1 | 64750 | 75000 | 75000 | 64750 | 64750 | 110000 | 110000 | 133806 | 133806 | 285000 | 285000
573 |  | Size 1050mm x 2250mm
574 |  | Door frame
575 |  | Overall size 275 mm wide x 50 mm thick x 2250 ht Using Door frame to be Made up Using 18 mm thick marine ply as rough ground, fixed to masonry wall in perfect plumb, line and level by using 6 long Hilti Anchor bolt (total 6 nos - 3 nos each side), Clad with 12 mm thk NBTW wood, Rebate to be separately put in NBTW wood, Wood to be treated with anti-termite medicine,
576 |  | Openable Pelmet
577 |  | Pelmet to be made out of Using 18 mm thick ply with Pelmet to be covered with 4 mm thk approved veneer with 0.50 mm thk wooden face pressed on outside and approved 1 mm thk laminate pressed inside, including matching
578 |  | Shutter
579 |  | Overall size 950 mm wide x 2250 mm ht. x 1 leaf, up to 59 mm thk. Using 35 mm thick readymade fireproof shutter covered with 8 mm thick marine ply on both sides , The shutter shall be clad with 4 mm thick approved veneer on both sides including NBTW beading all around. basic cost of veneer up to Rs. 125 sft
580 |  | Polish
581 |  | Frame , All wood Veneer to be Veneer to be Finished in Approved waterbase PU polish
582 |  | Hardware
583 |  | Sliding channel system by HAWA hafle dorma with bottom guide concealed within sliding shutter (Note No guide shall be fixed on floor), Concealed handle for sliding shutter, as approved, Concealed sliding lock with knob on inside, (Basic cost of concealed sliding handle at Rs.2500 - per set),
584 | 5.8 | WC Cubicle Shutter in Laminate Finish in Toilets D-2 | nos | 7 | 79800 | 37500 | 262500 | 28750 | 201250 | 55000 | 385000 | 65718 | 460026 | 11400 | 79800
585 |  | Shutter
586 |  | Overall size 700 mm wide x 2250 mm ht.x 53 mm thick, Using 35 mm thick readymade fireproof shutter to be covered with 8 mm thick ply from both side including NBTW beading all around. The shutter shall be clad with 1 mm thick approved Laminate from both side ( basci cost of laminate sheet Rs 1600 sheet )
587 |  | Hardware
588 |  | Min. 3nos. SS hinges, and lock, handle and indicator set with 1 double robe hook, by Hafele Dorma or equivalent approved,
589 | 5.9 | WC Cubicle Shutter in Laminate Finish in Toilets D-2a | nos | 2 | 23940 | 38500 | 77000 | 28750 | 57500 | 33500 | 67000 | 127380 | 254760 | 11970 | 23940
590 |  | Shutter
591 |  | Overall size 800 mm wide x 2250 mm ht.x 53 mm thick, Using 35 mm thick readymade fireproof shutter to be covered with 8 mm thick ply from both side including NBTW beading all around. The shutter shall be clad with 1 mm thick approved Laminate from both side ( basci cost of laminate sheet Rs 1600 sheet )
592 |  | Hardware
593 |  | Min. 3nos. SS hinges, and lock, handle and indicator set with 1 double robe hook, by Hafele Dorma or equivalent approved,
594 | 5.1 | 2 Way Double Door in Laminate Finish with Vision Panel D-7 ( for Kitchen toilet Corridor ) | nos | 1 | 52750 | 78000 | 78000 | 65000 | 65000 | 65000 | 65000 | 149592 | 149592 | 93480 | 93480
595 |  | Shutter
596 |  | Overall size 1500 mm wide x 2250 mm ht.x 53 mm thick, Using 35 mm thick readymade fireproof shutter to be covered with 8 mm thick ply from both side including NBTW beading all around. The shutter shall be clad with 1 mm thick approved Laminate from both side. ( basci cost of laminate sheet Rs 1600 sheet )
597 |  | Vision panel
598 |  | 400 mm dia, 8 mm thk toughened glass vision panel including 16SWG 304 grade SS finish Profile as approved by architect
599 |  | Hardware
600 |  | 300 mm x 200 mm x 2 nos Handle push plate. hafle dorma Heavy duty floor spring. 300 mm high, 16 G 304 grade SS Kick plate fixed to door on both side with suitable adhesive Including locks, etc. complete
601 | 5.11 | Door in Laminate Finish with Vision Panel ( for Garbage Janitor room ) | nos | 2 | 91500 | 52000 | 104000 | 49750 | 99500 | 55000 | 110000 | 85512 | 171024 | 85500 | 171000
602 |  | Shutter
603 |  | Overall size 900 mm wide x 2250 mm ht.x 53 mm thick, Using 35 mm thick readymade fireproof shutter to be covered with 8 mm thick ply from both side including NBTW beading all around. The shutter shall be clad with 1 mm thick approved Laminate from both side. ( basci cost of laminate sheet Rs 1600 sheet )
604 |  | Vision panel
605 |  | 400 mm dia, 8 mm thk toughened glass vision panel including 16SWG 304 grade SS finish Profile as approved by architect
606 |  | Hardware
607 |  | 300 mm x 200 mm x 2 nos Handle push plate. hafle dorma Heavy duty floor spring. 300 mm high, 16 G 304 grade SS Kick plate fixed to door on both side with suitable adhesive Including locks, etc. complete
608 | 5.12 | Lockers | sqmt | 7.2 | 75600 | 10500 | 75600 | 26750 | 192600 | 26362 | 189806.4 | 25595 | 184284 | 34971 | 251791.2
609 |  | OVERALL SIZE 2100 MM HIGH X 350 M DEEP
610 |  | size 400x400 mm division - CARCASS SHUTTER 18 MM thk. Prelaminated PB board with PVC Edge band With openable Shutter including handle as approved by architect, lock etc. completed . BACK 12 MM thk. Prelaminated PB board with PVC Edge band.
611 | 5.13 | Shaft Door | nos | 3 | 32385 | 23000 | 69000 | 24000 | 72000 | 38500 | 115500 | 10795 | 32385 | 39900 | 119700
612 |  | Shutter
613 |  | Overall size 600 mm wide x 1800 mm ht.x 37 mm thick, Using 35 mm thick readymade fireproof shutter to be used including NBTW beading all around. The shutter shall be clad with 1 mm thick approved Laminate from both side ( basci cost of laminate sheet Rs 1600 sheet )
614 |  | Hardware
615 |  | Min. 3nos. SS hinges, and lock, handle
616 | VI | SANITARY CP FITTINGS - ONLY FIXING
617 |  | COMMON LADIES AND GENTS TOILET
618 | 6.1 | WC for common toilet | nos | 8 | 0 | 2565 | 20520 | 5000 | 40000 | 0 | 0 | 3250 | 26000 | 5130 | 41040
619 | 6.2 | Flush tank | nos | 8 | 0 | 1550 | 12400 | 3125 | 25000 | 0 | 0 | 1950 | 15600 | 2850 | 22800
620 | 6.3 | Flush plate | nos | 8 | 0 | 515 | 4120 | 1562.5 | 12500 | 0 | 0 | 455 | 3640 | 1710 | 13680
621 | 6.4 | Wash basin - Gents | nos | 4 | 0 | 1850 | 7400 | 3125 | 12500 | 0 | 0 | 1950 | 7800 | 5130 | 20520
622 | 6.5 | Wash basin - Ladies | nos | 4 | 0 | 1850 | 7400 | 3125 | 12500 | 0 | 0 | 1950 | 7800 | 5130 | 20520
623 | 6.6 | health faucet for WC | nos | 8 | 0 | 515 | 4120 | 1562.5 | 12500 | 0 | 0 | 455 | 3640 | 570 | 4560
624 | 6.7 | wash basin faucet | nos | 8 | 0 | 515 | 4120 | 1562.5 | 12500 | 0 | 0 | 455 | 3640 | 570 | 4560
625 | 6.8 | toilet paper holder | nos | 8 | 0 | 310 | 2480 | 312.5 | 2500 | 0 | 0 | 455 | 3640 | 285 | 2280
626 | 6.9 | hand dryer | nos | 2 | 0 | 775 | 1550 | 312.5 | 625 | 0 | 0 | 455 | 910 | 285 | 570
627 | 6.1 | tissue paper holder | nos | 2 | 0 | 310 | 620 | 312.5 | 625 | 0 | 0 | 455 | 910 | 228 | 456
628 | 6.11 | Napi change ledge | nos | 2 | 0 | 1550 | 3100 | 312.5 | 625 | 0 | 0 | 3250 | 6500 | 228 | 456
629 | 6.12 | Urinals | nos | 5 | 0 | 2050 | 10250 | 3125 | 15625 | 0 | 0 | 3250 | 16250 | 5130 | 25650
630 | 6.13 | Urinals censor plates | nos | 5 | 0 | 515 | 2575 | 3125 | 15625 | 0 | 0 | 1950 | 9750 | 1140 | 5700
631 | 6.14 | Soap dispenser | nos | 8 | 0 | 260 | 2080 | 312.5 | 2500 | 0 | 0 | 455 | 3640 | 228 | 1824
632 | 6.15 | Robe hook | nos | 8 | 0 | 160 | 1280 | 312.5 | 2500 | 0 | 0 | 455 | 3640 | 228 | 1824
633 | 6.16 | Dust bin | nos | 13 | 0 | 110 | 1430 | 312.5 | 4062.5 | 0 | 0 | 455 | 5915 | 228 | 2964
634 | 6.17 | Flush tank | nos | 1 | 0 | 1550 | 1550 | 3125 | 3125 | 0 | 0 | 1950 | 1950 | 2850 | 2850
635 | 6.18 | Flush plate | nos | 1 | 0 | 515 | 515 | 1562.5 | 1562.5 | 0 | 0 | 455 | 455 | 1710 | 1710
636 | 6.19 | handicap WC | nos | 1 | 0 | 2565 | 2565 | 4375 | 4375 | 0 | 0 | 3900 | 3900 | 5130 | 5130
637 | 6.2 | Wash basin - Handicap | nos | 1 | 0 | 2565 | 2565 | 3125 | 3125 | 0 | 0 | 2340 | 2340 | 5130 | 5130
638 | 6.21 | wash basin faucet for handicap | nos | 1 | 0 | 310 | 310 | 1562.5 | 1562.5 | 0 | 0 | 455 | 455 | 570 | 570
639 | 6.22 | toilet paper holder | nos | 1 | 0 | 310 | 310 | 312.5 | 312.5 | 0 | 0 | 455 | 455 | 285 | 285
640 | 6.23 | hand dryer | nos | 1 | 0 | 515 | 515 | 312.5 | 312.5 | 0 | 0 | 455 | 455 | 285 | 285
641 | 6.24 | tissue paper holder | nos | 1 | 0 | 310 | 310 | 312.5 | 312.5 | 0 | 0 | 455 | 455 | 228 | 228
642 | 6.25 | Grab bar for handicap toilet | nos | 4 | 0 | 1550 | 6200 | 312.5 | 1250 | 0 | 0 | 455 | 1820 | 228 | 912
643 | 6.26 | Soap dispenser | nos | 1 | 0 | 260 | 260 | 312.5 | 312.5 | 0 | 0 | 455 | 455 | 228 | 228
644 | 6.27 | Robe hook | nos | 1 | 0 | 160 | 160 | 312.5 | 312.5 | 0 | 0 | 455 | 455 | 228 | 228
645 | 6.28 | Dust bin | nos | 1 | 0 | 110 | 110 | 312.5 | 312.5 | 0 | 0 | 455 | 455 | 228 | 228
646 | VII | PAINTING WORKS
647 | 7.1 | Painting to walls in pearl luster | smt | 80 | 39360 | 600 | 48000 | 975 | 78000 | 807 | 64560 | 492 | 39360 | 760 | 60800
648 |  | Sanding and preparing surface for receiving primer, One coat of cement primer in solvent base, Two coats of putty in water synthetic enamel base, Three coats of luster paint in approved shed, Complete as per manufacturer s specifications
649 | 7.2 | Painting to ceiling in acrylic emulsion paint | smt | 195 | 78000 | 400 | 78000 | 650 | 126750 | 699 | 136305 | 552 | 107640 | 577 | 112515
650 |  | Sanding and preparing surface for receiving primer, One coat of cement primer in solvent base, Two coats of putty in water synthetic enamel, Three coats of acrylic emulsion paint in approved shed, Complete as per manufacturer s specifications
651 |  | CIVIL-WET WORK
652 | 1.1 | 200 mm thick solid concrete block work | SQM | 40.55 | 85155 | 2100 | 85155 | 3346.79 | 135712.33 | 3031 | 122907.05 | 3834 | 155468.7 | 6491 | 263210.05
653 |  | Walls to start from floor slab up to 4300 mm height
654 |  | Include 100 mm high RCC lintel at 1.5m, 3.0m with 6nos x 8 mm MS twisted bars and 6 mm MS rod rings at 150 mm c c. Concrete in 1 2 4 ratio, incl. shuttering. ( including door opening lintel )
655 |  | 8 mm MS bar grade FE 500
656 |  | Only 43 or 53 grade Cement Adhesive to be used
657 |  | Cement mortar in 1 4 ratio, minimum 12mm thk
658 |  | Constructed In perfect plum, line and level
659 |  | Wall to be cured for atleast 3 days
660 |  | including scaffolding and staging etc. complete.
661 |  | 25 mm gap between block wall and slab shall be filled with expandable foam
662 |  | B00B01-TFS-I_ID-DOM-0A-DWG-0001
663 | 1.2 | 200 mm thick Aerocon block wall | SQM | 364.91 | 842942.1 | 2310 | 842942.1 | 3346.79 | 1221277.14 | 3031 | 1106042.21 | 4519 | 1649028.29 | 5191 | 1894247.81
664 |  | Walls to start from floor slab up to 4300 mm height
665 |  | Include 200 mm high RCC Patli to be after every 5 layers above doors with 6nos x 8 mm MS twisted bars and 6 mm MS rod rings at 150 mm c c. Concrete in 1 2 4 ratio, incl. shuttering. ( including door opening lintel )
666 |  | 8 mm MS bar grade FE 500
667 |  | Only 43 or 53 grade cement Adhesive to be used
668 |  | Cement mortar in 1 4 ratio, minimum 12mm thk
669 |  | Constructed In perfect plum, line and level
670 |  | Wall to be cured for atleast 3 days
671 |  | including scaffolding and staging etc. complete.
672 |  | 25 mm gap between block wall and slab shall be filled with expandable foam
673 |  | B00B01-TFS-I_ID-DOM-0A-DWG-0001
674 | 1.3 | 150 mm thick solid concrete block work | SQM | 13.85 | 27700 | 2000 | 27700 | 2788.99 | 38627.51 | 2045 | 28323.25 | 3078 | 42630.3 | 5129 | 71036.65
675 |  | Include 150 mm high RCC lintel at 1.8m, 3.6m above doors with 4nos x 8 mm MS twisted bars and 6 mm MS rod rings at 150 mm c c. Concrete in 1 2 4 ratio, incl. shuttering. ( including door opening lintel )
676 |  | 8 mm MS bar grade FE 500
677 |  | Only 43 or 53 grade Cement Adhesive to be used
678 |  | Cement mortar in 1 4 ratio, minimum 12mm thk
679 |  | Constructed In perfect plum, line and level
680 |  | Wall to be cured for atleast 3 days
681 |  | including scaffolding and staging etc. complete.
682 |  | 25 mm gap between block wall and slab shall be filled with expandable foam
683 |  | B00B01-TFS-I_ID-DOM-0A-DWG-0001
684 | 1.4 | 150 mm thick solid Aerocon block wall |  | 124.65 | 236835 | 1900 | 236835 | 2788.99 | 347647.6 | 2045 | 254909.25 | 3607 | 449612.55 | 4098 | 510815.7
685 |  | Walls to start from floor slab up to 4300 mm height
686 |  | Include 150 mm high RCC Patli to be after every 5 layers above doors with 4nos x 8 mm MS twisted bars and 6 mm MS rod rings at 100 mm c c. Concrete in 1 2 4 ratio, incl. shuttering. ( including door opening lintel )
687 |  | 8 mm MS bar grade FE 500
688 |  | Only 43 or 53 grade Cement Adhesive to be used
689 |  | Cement mortar in 1 4 ratio, minimum 12mm thk
690 |  | Constructed In perfect plum, line and level
691 |  | Wall to be cured for atleast 3 days
692 |  | including scaffolding and staging etc. complete.
693 |  | 25 mm gap between block wall and slab shall be filled with expandable foam
694 |  | B00B01-TFS-I_ID-DOM-0A-DWG-0001
695 | 1.5 | Building 100 mm thk. Aerocon block wall | smt | 193.32 | 332897.04 | 1850 | 357642 | 2342.75 | 452900.43 | 1722 | 332897.04 | 3140 | 607024.8 | 3165 | 611857.8
696 |  | Walls to start from floor slab up to 4300 mm height
697 |  | Include 100 mm high RCC Patli to be after every 5 layers above doors with 4nos x 8 mm MS twisted bars and 6 mm MS rod rings at 150 mm c c. Concrete in 1 2 4 ratio, incl. shuttering. ( including door opening lintel )
698 |  | 8 mm MS bar grade FE 500
699 |  | Only 43 or 53 grade Cement Adhesive to be used
700 |  | Cement mortar in 1 4 ratio, minimum 12mm thk
701 |  | Constructed In perfect plum, line and level
702 |  | Wall to be cured for atleast 3 days
703 |  | including scaffolding and staging etc. complete.
704 |  | 25 mm gap between block wall and slab shall be filled with expandable foam
705 |  | B00B01-TFS-I_ID-DOM-0A-DWG-0001
706 | 1.6 | Raised flooring in Brick bat Coba
707 |  | Providing waterproofing treatment to Slab (India water proofing or alike) Light weight block filling with cement mortar. Top to be finished with 60-70mm 1 2 4 screed, mixed with water proofing compound etc.
708 |  | Floor surface to be cleaned of any dust particles
709 |  | Surface to be watered well before laying blocks
710 |  | Only 43 or 53 grade cement to be used
711 |  | Cement mortar in 1 4 ratio, minimum 12mm thk
712 |  | Blocks shall be laid with alternate joints
713 |  | Cured for atleast 3 days
714 |  | Slope to be maintined as per drawing
715 |  | B00B01-TFS-I_ID-DOM-0A-DWG-0001
716 |  | 150 mm thick | smt | 55 | 101750 | 1850 | 101750 | 2677.43 | 147258.65 | 2959 | 162745 | 3030 | 166650 | 2122 | 116710
717 |  | 250 mm thick | smt | 5 | 11250 | 2400 | 12000 | 3346.79 | 16733.95 | 3350 | 16750 | 4314 | 21570 | 3191 | 15955
718 |  | 300 mm thick | smt | 110 | 272250 | 2625 | 288750 | 3904.59 | 429504.9 | 3766 | 414260 | 4386 | 482460 | 4246 | 467060
719 | 1.7 | Construction of ramp using Aerocon block
720 |  | Floor surface to be cleaned of any dust particles
721 |  | Surface to be watered well before laying blocks
722 |  | Only 43 or 53 grade cement to be used
723 |  | Cement mortar in 1 4 ratio, minimum 12mm thk
724 |  | Ramp block shall start from slab level height shall increase gradually match raised flooring height
725 |  | Blocks shall be laid with alternate joints
726 |  | Cured for atleast 3 days
727 |  | B00B01-TFS-I_ID-DOM-0A-DWG-0001
728 |  | 0 to 150 mm thick | smt | 5 | 7250 | 1850 | 9250 | 2231.19 | 11155.95 | 2959 | 14795 | 2766 | 13830 | 2356 | 11780
729 |  | 0 to 250 mm thick | smt | 5 | 9250 | 2400 | 12000 | 2677.43 | 13387.15 | 3350 | 16750 | 3594 | 17970 | 3534 | 17670
730 |  | 0 to 300 mm thick | smt | 10 | 20750 | 2625 | 26250 | 3346.79 | 33467.9 | 3766 | 37660 | 5802 | 58020 | 4712 | 47120
731 | 1.8 | Applying cement plaster to NEW wall | smt | 1500 | 1104435 | 770 | 1155000 | 736.29 | 1104435 | 807 | 1210500 | 1062 | 1593000 | 1018 | 1527000
732 |  | Wall surface to be free from any loose particles before plastering
733 |  | Surface to be watered well before plastering
734 |  | Only river sand to be used free of minerals salts
735 |  | Sand shall be fine fibreed before using
736 |  | Only 43 or 53 grade cement to be used
737 |  | Cement mortar in 1 4 ratio, upto 20mm thk.
738 |  | Include 600 m wide PVC chicken mesh on junctions of RCC and brick siporex wall
739 |  | In perfect plum, line and level
740 |  | Smooth lined surface as instructed
741 |  | Plaster to be cured for at least 3 days
742 |  | Applying cement plaster to EXISTING wall | smt | 350 | 234500 | 670 | 234500 | 892.48 | 312368 | 950 | 332500 | 1062 | 371700 | 1288 | 450800
743 | 1.9 | PCC screed on slab ( grade M15 ) | smt | 1120 | 1355200 | 1800 | 2016000 | 1338.72 | 1499366.4 | 1453 | 1627360 | 1770 | 1982400 | 1950 | 2184000
744 |  | Clean slab surface before laying mortar
745 |  | Aggregate of 0 and 1 no. size to be used
746 |  | Atleast average 75 mm thk (min. 50 mm ) mortar in 1 2 4 ratio
747 |  | Coba shall not cover raceway junction box
748 |  | Coba to be cured for atleast 3 days
749 | 1.1 | Chemical waterproofing over walls
750 |  | Providing and laying proprietary chemical water proofing system consisting of polymer modified acrylic base coating in two coats in form of slurry (total consumption of 1.5 Kg Sqm) as approved by the PM and as directed by the approved manufacturer of waterproofing coating, with sandwiched fibre mesh and protective screed. The work shall include cleaning of surface, grouting porous surfaces including making ‘V’ grooves at junctions, cracks with non shrink crystalline base cementitious grout etc. Further including horizontal and vertical surfaces protected with 20mm screeding in 1 4 mortar (1 cement 4 sand), finished in ready to receive Architectural finish, in correct line, level and plumb, curing, grouting, testing, etc. all complete to entire satisfaction of the PM, contractor to provide guarantee for 10 years Rs.100 - stamp paper in approved proforma. MAKE WPM 002-AROEX ENDURA. CONTRCTING HAS TO FOLLOW THE DETAILED METHODOLOGY OF THE MANUFCATURERS INSTRUCTION. ONLY FOR WET AREA.
751 |  | Waterproofing to wrap up on the walls upto 900 mm height
752 |  | Vendor to submit brand specifications for approval
753 |  | Waterproofing shall be done within plumbing chases before installing pipes and after filling chases with cement plaster
754 |  | For Toilet and Kitchen | smt | 296 | 490176 | 1850 | 547600 | 1896.51 | 561366.96 | 2150 | 636400 | 1656 | 490176 | 2381 | 704776
755 | 1.11 | Membrane waterproofing on floor walls in Kitchen toilets | smt | 200 | 430000 | 2260 | 452000 | 2231.19 | 446238 | 2150 | 430000 | 2700 | 540000 | 2761 | 552200
756 |  | Upto 3mm thk. membrane sheet, manufactured by reputed brand
757 |  | Slab to be dust free before starting process
758 |  | 1 4 ratio cement mortar with waterproofing compound
759 |  | Membrane to be installed by bonafide approved installer
760 |  | Installation to be carried strictly as per manufacturer s specifications
761 |  | Waterproofing to wrap up on the wall, upto 900 mm ht
762 |  | Waterproofing shall be warranted for 10 years on Rs.100 - stamp paper
763 | 1.12 | Jointless ceramic tiles cladding ( for Garbage station ) | smt | 50.02 | 82533 | 1650 | 82533 | 2206.4 | 110364.13 | 2690 | 134553.8 | 1938 | 96938.76 | 3338 | 166966.76
764 |  | Cladding shall comprise of ceramic tile of 600 mm x 300 mm,Tiles to be fixed in ordinary Portland cement only, Spacer required with Leticrete grout in joints. in plumb,including levelling coat if any , Joints to be filled with matching groute.(Basic cost of ceramic tiles at Rs.60 sft) make Johnson Somany Kajaria Nitco
765 | 1.13 | P F of 19mm thick Kota Stone flooring (selected approved grey colour - size, 550mm x550mm, basic cost INR. 538.00 SM), stone to be machine cut, machine polished, laid in pattern and sizes as detailed in drawing, bedded over cement sand mortar of mix ratio of 1 6 (1 cement 6 sand) including cleaning and preparing the surface for bedding, Kotah to be laid with tight hairline joints , joints to be cleaned and grouted with matching colour approved quality Epoxy based readymade grout, curing, machine polishing, cleaning, etc. complete at all depths, heights and leads to the satisfactions, necessary cut out for services purpose, etc. Complete in proper line level as per site engineer s instruction. It is considered for kitchen service area. | smt | 100 | 175000 | 1750 | 175000 | 2516.29 | 251629 | 3228 | 322800 | 3066 | 306600 | 5080 | 508000
766 |  | B00B01-TFS-I_ID-DOM2-0A-DWG-0004
767 | 1.14 | P F of 304 grade 3mm thick SS Corner guard (50x50x2mmthick SS angles) fixing with SS full thread screws on each corner of the kitchen s wall after cladding of tiles, so that the corner may be protected from the damages, including cleaning, etc. Complete in proper line level as per site engineer s instruction. It is for the back kitchen area. | rmt | 24 | 11400 | 1500 | 36000 | 2300 | 55200 | 1049 | 25176 | 2352 | 56448 | 1963 | 47112
768 | II | CEILING AND POP
769 | 2.1 | Fire line Gypsum Board ceiling | smt | 100 | 200807 | 2400 | 240000 | 2008.07 | 200807 | 2582 | 258200 | 2382 | 238200 | 2687 | 268700
770 |  | All G.I framework for ceiling to be used manufactured by GYPSteel only at 400 mm c c suspenders, closer at 1200 mm c c
771 |  | 12.5 mm thk Gypsum board to be used manufactured by India Gypsum Board or La Farge only
772 |  | Gypsum Board sheets shall be fitted finished as per manufacturer s specification
773 |  | All joints to be fillled with jointing compound including fibre tape reinforcement
774 |  | Include finished cutouts for light fixtures, AC grills including necessary framework ply support
775 |  | Include 3 mm thk gyp veneer coat on gypsum board (3 mm thk jointing compound filled like punning on wall)
776 |  | Include horizontal structural member to span below HVAC ducting for ceiling suspenders
777 |  | Exclude painting
778 |  | Only fire line Gypsum
779 |  | B00B01-TFS-I_ID-DOM-0A-DWG-0006
780 | 2.2 | Universal plaster punning on wall | smt | 2000 | 970000 | 485 | 970000 | 557.8 | 1115600 | 592 | 1184000 | 654 | 1308000 | 736 | 1472000
781 |  | Average 12 mm thk Universal plaster punning by Gyproc Stucco
782 |  | Tile bullmarks to be used for channel gliding tracks
783 |  | Bull marks to be removed before apply punning
784 |  | Surface to be in perfect plum, line and level
785 |  | Include pencil rounding to wall corners as instructed
786 |  | Smooth finished to receive finishing coating
787 |  | Exclude painting work
788 | 2.3 | P F of metalized grid ceiling with selected approved Armstrong or eqv. make metal sheet (suspended lay-in square Armstrong metal ceiling, standard plain square tiles of 600mm x 600mm in off white colour, exposed grid white Armstrong metal false ceiling, thickness 0.5 mm, surface treatment in galvanized, off white color coated, features -water proof, corrosion resistant - basic cost INR. 1345.00 SM) and section (as per approved sample) with grid section framework, frame work should be hanged from the existing slab as per manufacture s instruction, including scaffolding, all necessary hardware fittings etc., making provision for lighting, including opening for ventilation grills, duct, etc. as required on site. Complete as per architectural detail drawing site engineer s instruction. It is for kitchen area. | smt | 10 | 21500 | 2465 | 24650 | 2231.19 | 22311.9 | 2690 | 26900 | 4626 | 46260 | 2418 | 24180
789 | 2.4 | SS Foot Rail | rmt | 80 | 180000 | 3595 | 287600 | 4100 | 328000 | 3250 | 260000 | 29360 | 2348800 | 5983 | 478640
790 |  | up to 200 mm high -Providing and fixing in position 304 grade S.S Satin Bronze finish foot rail of 38mm diameter with horizontal vertical members, Grouting in concrete, etc. complete, as specified and as directed by Architect
2 |  | Plumbing Work | NOS | 1 |  |  | 2048150 |  | 2444934 |  | 1265995 |  | 4139718.75 |  | 1364234
791 | A | WATER SUPPLY PIPING
792 | 1 | Providing fixing PPR-C ( 3 layer pipes-SDR-7.4) confirming to DIN 8078, 8077 - for Domestic, RO, flushing and Hot water, including cutting the pipes to correct length, Fusion welded jointing as per manufacturer, fixing with ms clamps, including necessary fitings like elbows ,tees,unions reducers,coupling, pipe nipples etc.complete, with testing, painting.The work shall also include chasing the walls with machine wherever required for concealed piping require sleeve in walls and making good of chased surface (Pipe shall be tested with 1.5 times working pressure as covered in specifications)
793 | 1.1 | 20 mm Dia | R.mt | 20 | 10640 | 700 | 14000 | 638.4 | 12768 | 768 | 15360 | 975 | 19500 | 976 | 19520
794 | 1.2 | 25 mm Dia | R.mt | 150 | 85800 | 900 | 135000 | 686.4 | 102960 | 858 | 128700 | 1218.75 | 182812.5 | 1126 | 168900
795 | 1.3 | 32mm Dia | R.mt | 60 | 45000 | 1150 | 69000 | 900 | 54000 | 984 | 59040 | 1525 | 91500 | 1276 | 76560
796 | 1.4 | 40mm Dia | R.mt | 20 | 20680 | 1600 | 32000 | 1240.8 | 24816 | 1260 | 25200 | 1812.5 | 36250 | 1440 | 28800
797 | 3 | Providing Fixing of gun metal heavy Ball Valves (approved makes as covered in specification) screwed type for water system of the following diameters(15Kg Sq.cm). Valve shall have with unions.
798 | 3.1 | 20mm Dia | Nos. | 8 | 12500 | 2300 | 18400 | 2700 | 21600 | 1900 | 15200 | 1562.5 | 12500 | 2700 | 21600
799 | 3.2 | 25mm Dia | Nos. | 2 | 4575 | 2700 | 5400 | 3360 | 6720 | 2287.5 | 4575 | 2312.5 | 4625 | 3000 | 6000
800 | 3.3 | 32mm Dia | Nos. | 2 | 5125 | 3500 | 7000 | 3720 | 7440 | 2562.5 | 5125 | 3250 | 6500 | 3750 | 7500
801 | 3.4 | 40mm Dia | Nos. | 2 | 7375 | 4500 | 9000 | 4890 | 9780 | 3687.5 | 7375 | 4437.5 | 8875 | 5250 | 10500
802 | 4 | Providing ,fixing, testing and commissioning Electromagnetic flow meter-flow (30 GPM-1.89 LPS) including providing fixing matching with required accessories 16Kgs Sq.cm). - Contractor to check existing make in BIAL airport and provide that.
803 | 4.2 | 32 mm Dia incoming line | Nos. | 1 | 14375 | 28000 | 28000 | 126000 | 126000 | 14375 | 14375 | 143750 | 143750 | 24000 | 24000
804 | 4.3 | 40 mm Dia incoming line | Nos. | 4 | 62500 | 33000 | 132000 | 150000 | 600000 | 15625 | 62500 | 152500 | 610000 | 30000 | 120000
805 | 5 | Supply, installation,testing commissioning of Storage Type Electric Hot Water Generator of mentioned capacity, suitable for 3 KG cm2 pressure, Wall Mounted Floor standing type, with Auto Shut-off Thermostat, along with isoltion Valves, Air Release valve, SS flexible connections andall other std accessories ( Prior to proceed check with client for instant geyser requirement if any) |  | 0 | 0 | 0 | 0 | 0 | 0 | 0 | 0 | 0 | 0 | 0 | 0
806 | 4.2 | 20 L Capacity | Nos. | 2 | 10500 | 200000 | 400000 | 22500 | 45000 | 20250 | 40500 | 30625 | 61250 | 5250 | 10500
807 | B | RO PLANT-PRIOR TO PROCEED LOCATION TO BE FINALISED
808 | 1 | Supply , installations, testing and comminissioning of Package RO plant 200 Lit Hr including required internal pumps , all assesories, valves and membrance cleaning system, ultra-violet sterilizer, internal piping within the whole pacakge suitable to connect the inlet and outlet to plumbing contractor work including presure gages etc. | Nos | 2 | 0 | 200000 | 400000 | 35700 | 71400 | 0 | 0 | 372500 | 745000 | 15000 | 30000
809 | 2 | Sintex storage tank -300 lit (RO water) | Nos | 2 | 0 | 13000 | 26000 | 38100 | 76200 | 0 | 0 | 9375 | 18750 | 6000 | 12000
810 | 3 | Horizntal, pressure booster pumps with motors mounted on a single base frame, complete with all accessories, suction discharge butterfly valves, suction strainers, discharge non-return valves, pressure gauges and of the following capacities
811 |  | a)For RO water supply | Nos | 4 | 0 | 5500 | 22000 | 23700 | 94800 | 0 | 0 | 165000 | 660000 | 9000 | 36000
812 |  | 50 lpm @ 2.0 kg cm2 discharge pressure.
813 | C | DRAINAGE
814 | 1 | Providing Fixing spun C.I.hubless Pipes as per IS 3989 1729 (As perISO 6594 As per IS 15905) to correct grade length and alignment including cutting pipes to correct lengths joining as specified by manufacturere including required h M.S.brackets, clamps, testing, painting the pipes with three coats of bitumatic paint complete as per specifications for the following diameters including fittings such as tees. bends, single junction, double junction etc.
815 | 1.1 | 75mm Dia | R.mt | 30 | 41880 | 1700 | 51000 | 3420 | 102600 | 2815 | 84450 | 5250 | 157500 | 1396 | 41880
816 | 1.2 | 100 mm Dia | R.mt | 65 | 125580 | 2200 | 143000 | 3660 | 237900 | 3562.5 | 231562.5 | 7125 | 463125 | 1932 | 125580
817 | 1.3 | 150 mm Dia | R.mt | 0 | 0 | 2800 | 0 | 4260 | 0 | 0 | 0 | 13125 | 0 | 0 | 0
818 | 2 | UPVC Type B pipe confirming to IS 13592 (6 Kg CM2) for Soil, Waste upto 65mm dia. confirming to IS 13592 in correct grade,length alingment in Solvent Cement joints including cutting the pipes to correct length, jointing with solvent cement joints,fixing with M.S heavy brackets clamps testing, including cutting holes in R.C.C walls floors making good the same etc all complete including plain fittings such as bends, tees etc. of the following diameters ( basin Sink to FT in toilet internal)
819 | 1.1 | 40mm Dia | R.mt | 50 | 29000 | 580 | 29000 | 1770 | 88500 | 1018.75 | 50937.5 | 900 | 45000 | 912 | 45600
820 | 1.2 | 50mm Dia | R.mt | 40 | 27200 | 680 | 27200 | 2010 | 80400 | 1268.75 | 50750 | 1187.5 | 47500 | 966 | 38640
821 | 1.3 | 65mm Dia | R.mt | 15 | 11250 | 750 | 11250 | 2142 | 32130 | 1500 | 22500 | 1343.75 | 20156.25 | 1074 | 16110
822 | 1.4 | 75mm Dia | R.mt | 20 | 18000 | 900 | 18000 | 2268 | 45360 | 1675 | 33500 | 1687.5 | 33750 | 1396 | 27920
823 | 3 | Supply, Install PVAC multiTraps including fixing with lead caulked joints and rings, c w Circular SS 304 Grating, ( in bar and live kitchen) | Nos. | 6 | 10800 | 3000 | 18000 | 2700 | 16200 | 2500 | 15000 | 4687.5 | 28125 | 1800 | 10800
824 | 4 | Supply, Install CI multiTraps including fixing with lead caulked joints and rings, c w Circular SS 304 Grating, ( Subject to site requirement) | Nos. | 8 | 20000 | 3000 | 24000 | 3420 | 27360 | 2500 | 20000 | 5625 | 45000 | 3000 | 24000
825 | 5 | Supply, Install CI floor Traps including fixing with lead caulked joints and rings, c w Circular SS 304 Grating, | Nos. | 6 | 14400 | 3000 | 18000 | 2940 | 17640 | 2400 | 14400 | 5437.5 | 32625 | 3750 | 22500
826 | 6 | Supply, Install CI urinal Traps including fixing with necessary consumables with Circular SS Grating with anti cockroach jali Suitable for 75mm Dia outlet | Nos. | 1 | 1500 | 1500 | 1500 | 3570 | 3570 | 3600 | 3600 | 5625 | 5625 | 4500 | 4500
827 | 8 | Supply, Install CI custom made clean out plungs with brass cap including fixing with necessary consumables.(Optional if required at site)
828 | 8.2 | 75 mm Dia | Nos. | 2 | 1900 | 3000 | 6000 | 1140 | 2280 | 1440 | 2880 | 9750 | 19500 | 3000 | 6000
829 | 8.3 | 100 mm Dia | Nos. | 5 | 6250 | 3500 | 17500 | 1500 | 7500 | 1815 | 9075 | 14937.5 | 74687.5 | 4500 | 22500
830 | 9 | Supply, Install GREASE TRAP-MODEL LIPUMOBIL-S | Nos. | 2 | 16250 | 38000 | 76000 | 111300 | 222600 | 8125 | 16250 | 165000 | 330000 | 48000 | 96000
831 | 10 | Only Installation of S.S. grating of 300x300mm shown in the layout (Note- supply of SS gratings will be by kitchen consultant or TFS) | Nos. | 1 | 900 | 1100 | 1100 | 12600 | 12600 | 9375 | 9375 | 1125 | 1125 | 900 | 900
832 | D | CORE CUTS
833 | 1 | Providing core cuts as per following size with backfilling water proofing core cuts to be sealed as required standared as required by project manager
834 | 1.3 | 150 mm Dia | Nos. | 4 | 8000 | 2000 | 8000 | 3000 | 12000 | 6875 | 27500 | 3125 | 12500 | 7500 | 30000
835 | D | CORE CUTS
836 | E | SANITARY AND C. P. FITTINGS FIXTURES
837 |  | Only installation, testing and commissioning of sanitary and C.P. fittings
838 | 1.1 | EWC with seat cover | Nos | 10 | 35000 | 3500 | 35000 | 5400 | 54000 | 9375 | 93750 | 3750 | 37500 | 3750 | 37500
839 | 1.2 | Concealed flush tank | Nos | 10 | 25000 | 2500 | 25000 | 4560 | 45600 | 4375 | 43750 | 2812.5 | 28125 | 3000 | 30000
840 | 1.4 | Health Faucet | Nos | 10 | 4360 | 800 | 8000 | 1260 | 12600 | 625 | 6250 | 750 | 7500 | 436 | 4360
841 | 1.5 | 2 Way Bib-Cock with connection for Health Faucet | Nos | 10 | 6760 | 1200 | 12000 | 1500 | 15000 | 1250 | 12500 | 750 | 7500 | 676 | 6760
842 | 1.7 | Under Counter Wash Basin including waste Coupling | Nos | 11 | 32725 | 3000 | 33000 | 3570 | 39270 | 4375 | 48125 | 3437.5 | 37812.5 | 3000 | 33000
843 | 1.8 | Wash Basin Cock | Nos | 11 | 8965 | 1200 | 13200 | 1260 | 13860 | 815 | 8965 | 937.5 | 10312.5 | 1200 | 13200
844 | 1.11 | Under Counter Sink including waste Coupling | Nos | 3 | 2550 | 4500 | 13500 | 1020 | 3060 | 4375 | 13125 | 2437.5 | 7312.5 | 1500 | 4500
845 | 1.12 | Sink Pillar Cock | Nos | 3 | 1875 | 1800 | 5400 | 1260 | 3780 | 625 | 1875 | 937.5 | 2812.5 | 1200 | 3600
846 | 1.13 | Bottle Trap for WHB sink and urinal with all connecting pipes | Nos | 18 | 15750 | 2500 | 45000 | 1500 | 27000 | 875 | 15750 | 937.5 | 16875 | 3750 | 67500
847 | 1.14 | Angle Cock with PVC pipe connection upto WHB sink Geyser connection | Nos | 29 | 15254 | 2000 | 58000 | 900 | 26100 | 625 | 18125 | 937.5 | 27187.5 | 526 | 15254
848 | 1.15 | Urinal | Nos | 4 | 13500 | 5500 | 22000 | 4560 | 18240 | 5625 | 22500 | 3375 | 13500 | 4500 | 18000
849 | 1.16 | Auto Flush Valve Sensor with connecting piping spreader for urinal(DC) | Nos | 4 | 0 | 4000 | 16000 | 4500 | 18000 | 0 | 0 | 2500 | 10000 | 7500 | 30000
850 | 1.17 | Soap Dispenser | Nos | 11 | 2750 | 700 | 7700 | 300 | 3300 | 550 | 6050 | 750 | 8250 | 750 | 8250
851 | 1.18 | Paper Holder | Nos | 10 | 2500 | 700 | 7000 | 300 | 3000 | 550 | 5500 | 750 | 7500 | 750 | 7500