## Price Comparison
RFQ No: R1875 COST COMPARISON REPORT | Cubicon Building Services Pvt Ltd |  |  | FALLOW DEZIENCE TREE LLP |  |  | FL Group
Item Description | R0 | R1 | R2 | R0 | R1 | R2 | R0 | R1
Civil Interior | 3478235 | 3478235 | 3477755 | 5270450 | 5059632 | 4548209 | 6177098 | 5200098
Plumbing Work | 1345340 | 1331800 | 1302390 | 905080 | 905080 | 851226 | 815010 | 700000
Electrical | 2416940 | 2416940 | 2364935 | 1836650 | 1763184 | 1699791 | 2470718 | 2200000
Fire Panel | 95920 | 92000 | 84980 | 283500 | 283500 | 0 | 147591 | 147591
Fire Sprinkler System | 219848 | 219848 | 219098 | 340620 | 340620 | 0 | 294026 | 294026
| 7556283 | 7538823 | 7449158 | 8636300 | 8352016 | 7099226 | 9904443 | 8541715
| 7240515 | 7226975 | 7145080 | 8012180 | 7727896 | 7099226 | 9462826 | 8100098

## BOQ Price Bid
[6 empty] | 4765555 |  | 5813413.75 |  | 6042913 |  | 6322702.5 |  | 5302170 |  | 7556283 |  | 7538823 |  | 7449158 |  | 8636300 |  | 8352016 |  | 7099226 |  | 9904443 |  | 8541715
|  | RFQ No: R1875 COST COMPARISON REPORT | Comp. Date : 08/10/2024 | Comp. Date : 08/10/2024 | Vendor Name : PAVILION INTERIORS | Vendor Name : PAVILION INTERIORS | Vendor Name : M & A INTERIORS | Vendor Name : M & A INTERIORS | Vendor Name : DAYSPRING ENTERPRISES | Vendor Name : DAYSPRING ENTERPRISES | Vendor Name : RUDRA INTERIORS | Vendor Name : RUDRA INTERIORS | Vendor Name : Pikture Perfect Design Studio Pvt. Ltd. | Vendor Name : Pikture Perfect Design Studio Pvt. Ltd. | Vendor Name : Cubicon Building Services Pvt Ltd | Vendor Name : Cubicon Building Services Pvt Ltd | Vendor Name : Cubicon Building Services Pvt Ltd | Vendor Name : Cubicon Building Services Pvt Ltd | Vendor Name : Cubicon Building Services Pvt Ltd | Vendor Name : Cubicon Building Services Pvt Ltd | Vendor Name : FALLOW DEZIENCE TREE LLP | Vendor Name : FALLOW DEZIENCE TREE LLP | Vendor Name : FALLOW DEZIENCE TREE LLP | Vendor Name : FALLOW DEZIENCE TREE LLP | Vendor Name : FALLOW DEZIENCE TREE LLP | Vendor Name : FALLOW DEZIENCE TREE LLP | Vendor Name : FL Group | Vendor Name : FL Group | Vendor Name : FL Group | Vendor Name : FL Group
|  | RFQ No: R1875 COST COMPARISON REPORT | RFQ #: R1875 | RFQ #: R1875 | Contact Name : GOVIND K MENON | Contact Name : GOVIND K MENON | Contact Name : GAURAV CHHIBBAR | Contact Name : GAURAV CHHIBBAR | Contact Name : MITTAL BAJARIA TEJAS RAJ | Contact Name : MITTAL BAJARIA TEJAS RAJ | Contact Name : MANOJ | Contact Name : MANOJ | Contact Name : Pavan Sharma | Contact Name : Pavan Sharma | Contact Name : Mohammad Shoeb | Contact Name : Mohammad Shoeb | Contact Name : Mohammad Shoeb | Contact Name : Mohammad Shoeb | Contact Name : Mohammad Shoeb | Contact Name : Mohammad Shoeb | Contact Name : Khursheed Ahmad/Jasmine Grover | Contact Name : Khursheed Ahmad/Jasmine Grover | Contact Name : Khursheed Ahmad/Jasmine Grover | Contact Name : Khursheed Ahmad/Jasmine Grover | Contact Name : Khursheed Ahmad/Jasmine Grover | Contact Name : Khursheed Ahmad/Jasmine Grover | Contact Name : Julia | Contact Name : Julia | Contact Name : Julia | Contact Name : Julia
|  | RFQ No: R1875 COST COMPARISON REPORT | RFQ Date : 04/10/2024 15:41:52 | RFQ Date : 04/10/2024 15:41:52 | Vendor City : | Vendor City : | Vendor City : | Vendor City : | Vendor City : | Vendor City : | Vendor City : | Vendor City : | Vendor City : | Vendor City : | Vendor City : | Vendor City : | Vendor City : | Vendor City : | Vendor City : | Vendor City : | Vendor City : | Vendor City : | Vendor City : | Vendor City : | Vendor City : | Vendor City : | Vendor City : | Vendor City : | Vendor City : | Vendor City :
|  | RFQ No: R1875 COST COMPARISON REPORT | BCD Date : 04/10/2024 20:42:00 | BCD Date : 04/10/2024 20:42:00 | Telephone # : | Telephone # : | Telephone # : | Telephone # : | Telephone # : | Telephone # : | Telephone # : | Telephone # : | Telephone # : | Telephone # : | Telephone # : | Telephone # : | Telephone # : | Telephone # : | Telephone # : | Telephone # : | Telephone # : | Telephone # : | Telephone # : | Telephone # : | Telephone # : | Telephone # : | Telephone # : | Telephone # : | Telephone # : | Telephone # :
|  | RFQ No: R1875 COST COMPARISON REPORT |  |  | Mobile # : 9910049955 | Mobile # : 9910049955 | Mobile # : 9820008408 | Mobile # : 9820008408 | Mobile # : 9820230523 | Mobile # : 9820230523 | Mobile # : 98734 22562 | Mobile # : 98734 22562 | Mobile # : | Mobile # : | Mobile # : 9999102099 | Mobile # : 9999102099 | Mobile # : 9999102099 | Mobile # : 9999102099 | Mobile # : 9999102099 | Mobile # : 9999102099 | Mobile # : | Mobile # : | Mobile # : | Mobile # : | Mobile # : | Mobile # : | Mobile # : | Mobile # : | Mobile # : | Mobile # :
PR Number : Semolina-2425-00790,Semolina-2425-00791,Semolina-2425-00792,Semolina-2425-00795,Semolina-2425-00797 | PR Number : Semolina-2425-00790,Semolina-2425-00791,Semolina-2425-00792,Semolina-2425-00795,Semolina-2425-00797 | PR Number : Semolina-2425-00790,Semolina-2425-00791,Semolina-2425-00792,Semolina-2425-00795,Semolina-2425-00797 | PR Number : Semolina-2425-00790,Semolina-2425-00791,Semolina-2425-00792,Semolina-2425-00795,Semolina-2425-00797 | PR Number : Semolina-2425-00790,Semolina-2425-00791,Semolina-2425-00792,Semolina-2425-00795,Semolina-2425-00797 | Email : govind.menon@pavilionsinteriors.com | Email : govind.menon@pavilionsinteriors.com | Email : gaurav@ivoryinteriors.in | Email : gaurav@ivoryinteriors.in | Email : dayspringent@gmail.com | Email : dayspringent@gmail.com | Email : manoj@rudrasip.com | Email : manoj@rudrasip.com | Email : piktureperfectdesignstudio@gmail.com | Email : piktureperfectdesignstudio@gmail.com | Email : cubicon.bspl@gmail.com | Email : cubicon.bspl@gmail.com | Email : cubicon.bspl@gmail.com | Email : cubicon.bspl@gmail.com | Email : cubicon.bspl@gmail.com | Email : cubicon.bspl@gmail.com | Email : accounts@fallowdezience.com | Email : accounts@fallowdezience.com | Email : accounts@fallowdezience.com | Email : accounts@fallowdezience.com | Email : accounts@fallowdezience.com | Email : accounts@fallowdezience.com | Email : julia.roberts@flgroup.in | Email : julia.roberts@flgroup.in | Email : julia.roberts@flgroup.in | Email : julia.roberts@flgroup.in
Package / RFQ Name : Civil, Plumbing,Electrical, Fire Panel & Fire Sprinkler for KFC Jaipur... | Package / RFQ Name : Civil, Plumbing,Electrical, Fire Panel & Fire Sprinkler for KFC Jaipur... | Package / RFQ Name : Civil, Plumbing,Electrical, Fire Panel & Fire Sprinkler for KFC Jaipur... | Package / RFQ Name : Civil, Plumbing,Electrical, Fire Panel & Fire Sprinkler for KFC Jaipur... | Package / RFQ Name : Civil, Plumbing,Electrical, Fire Panel & Fire Sprinkler for KFC Jaipur... | Round # : 10 (RFQ) | Round # : 10 (RFQ) | Round # : 10 (RFQ) | Round # : 10 (RFQ) | Round # : 10 (RFQ) | Round # : 10 (RFQ) | Round # : 10 (RFQ) | Round # : 10 (RFQ) | Round # : 10 (RFQ) | Round # : 10 (RFQ) | Round # : 2 (RFQ) | Round # : 2 (RFQ) | Round # : 10 (RFQ) | Round # : 10 (RFQ) | Round # : 10 (RFQ) | Round # : 10 (RFQ) | Round # : 5 (RFQ) | Round # : 5 (RFQ) | Round # : 10 (RFQ) | Round # : 10 (RFQ) | Round # : 10 (RFQ) | Round # : 10 (RFQ) | Round # : 3 (RFQ) | Round # : 3 (RFQ) | Round # : 10 (RFQ) | Round # : 10 (RFQ)
Buyer : Pushpak Mahesh Shewale | Buyer : Pushpak Mahesh Shewale | Buyer : Pushpak Mahesh Shewale | Buyer : Pushpak Mahesh Shewale | Buyer : Pushpak Mahesh Shewale | Techanical Score : | Techanical Score : | Techanical Score : | Techanical Score : | Techanical Score : | Techanical Score : | Techanical Score : | Techanical Score : | Techanical Score : | Techanical Score : | Techanical Score : | Techanical Score : | Techanical Score : | Techanical Score : | Techanical Score : | Techanical Score : | Techanical Score : | Techanical Score : | Techanical Score : | Techanical Score : | Techanical Score : | Techanical Score : | Techanical Score : | Techanical Score : | Techanical Score : | Techanical Score :
Comp. # : 10 | Comp. # : 10 | Comp. # : 10 | Currency :INR | Currency :INR | Quotation Date : | Quotation Date : | Quotation Date : | Quotation Date : | Quotation Date : | Quotation Date : | Quotation Date : | Quotation Date : | Quotation Date : | Quotation Date : | Quotation Date : | Quotation Date : | Quotation Date : | Quotation Date : | Quotation Date : | Quotation Date : | Quotation Date : | Quotation Date : | Quotation Date : | Quotation Date : | Quotation Date : | Quotation Date : | Quotation Date : | Quotation Date : | Quotation Date : | Quotation Date :
Comp. # : 10 | Comp. # : 10 | Comp. # : 10 | BUDGET PRICE :.00 | BUDGET PRICE :.00 | Quotation Validity Date : | Quotation Validity Date : | Quotation Validity Date : | Quotation Validity Date : | Quotation Validity Date : | Quotation Validity Date : | Quotation Validity Date : | Quotation Validity Date : | Quotation Validity Date : | Quotation Validity Date : | Quotation Validity Date : | Quotation Validity Date : | Quotation Validity Date : | Quotation Validity Date : | Quotation Validity Date : | Quotation Validity Date : | Quotation Validity Date : | Quotation Validity Date : | Quotation Validity Date : | Quotation Validity Date : | Quotation Validity Date : | Quotation Validity Date : | Quotation Validity Date : | Quotation Validity Date : | Quotation Validity Date : | Quotation Validity Date :
Sr No. | Item Code | Item Name | UOM | Qty | Unit Price | Amount | Unit Price | Amount | Unit Price | Amount | Unit Price | Amount | Unit Price | Amount | Unit Price | Amount | Unit Price | Amount | Unit Price | Amount | Unit Price | Amount | Unit Price | Amount | Unit Price | Amount | Unit Price | Amount | Unit Price | Amount
1 |  | Civil Interior | NOS | 1 |  | 2719470 |  | 3557750 |  | 3497430 |  | 3518983 |  | 4358620 |  | 3478235 |  | 3478235 |  | 3477755 |  | 5270450 |  | 5059632 |  | 4548209 |  | 6177098 |  | 5200098
1 | 1 | LOCATION BOH MOH AREA DESCRIPTION Providing doing anti termite treatment with IMIDACLOPRID (OZIER) for entire area (Pest control) Diluting and injecting chemical emulsion 3 in floor for pre constructional Anti Termite treatment and creating a continuous chemical @ 4 center to center barrier all over as per manufacturer specification and ISI standards. (OR AS APPVD.) including a 1 year guarantee under suitable undertaking on stamp paper etc, complete as directed by Architect.(Mode of measurement is to be carpet area of floor and not the area of surface treated). | Sq. ft. | 730 | 13 | 9490 | 10 | 7300 | 25 | 18250 | 20 | 14600 | 12 | 8760 | 45 | 32850 | 45 | 32850 | 48 | 35040 | 25 | 18250 | 25 | 18250 | 13 | 9490 | 120 | 87600 | 120 | 87600
2 | 1.1 | LOCATION DESCRIPTION Total of Antitermite Treatment Work | [22 empty] | 0
3 |  | LOCATION DESCRIPTION CIVIL WORK | [22 empty] | 0
4 | 2 | LOCATION DESCRIPTION WATERPROOFING (MEMBRANE) | [22 empty] | 0
5 | 2.01 | LOCATION BOH MOH AREA DESCRIPTION Providing and laying water- proofing treatment to hand wash, BOH area consisting of 4mm Thk Apex Apcon Sheild Dr Fixit Torchsheild or equivalent polyster reinforced APP modified bitumen membrane sheet(Basic Rate Rs.2000 Roll of 10mX1m) as approved, cleaning and smoothing of entire surface, smooth plaster upto 300mm from floor rising lvl, 12mmx12mm groove at 150mm from floor rising lvl, one coat of Bitcote Dr Fixit Apex equivalent (as approved)-heavy body bitumen primer (Basic Rate Rs.82 Kg) coating as a primer on surface and till 300mm from floor rising lvl, application of membrane sheet as per application detail and packing the hole cuts for pipe line and checking the area which is water proofed. Rate includes of laying the protective layer of Plaster with curing and testing with a gaurantee of 10 years. | Sq. ft. | 1350 | 175 | 236250 | 175 | 236250 | 120 | 162000 | 210 | 283500 | 195 | 263250 | 235 | 317250 | 235 | 317250 | 233 | 314550 | 290 | 391500 | 290 | 391500 | 220 | 297000 | 230 | 310500 | 230 | 310500
6 |  | LOCATION DESCRIPTION WATERPROOFING (TAPECRETE) | [22 empty] | 0
7 | 2.02 | LOCATION DESCRIPTION Providing and laying water- proofing treatment to toilet, kitchen etc., consisting of 4 coats of Tape Crete to floors and vertical sides with Ist coat of TapeCrete mixed with white cement in proportion of 1 2, sealing all junctions, corners etc.and 10-12 mm thick protection plaster in cement mortar 1 4(1 cement 4 coarse sand) complete with curing and testing with a gaurantee of 10 years. | Sq. ft. | 0 | 110 |  | 0 |  | 80 |  | 0 |  | 0 | 0 | 50 |  | 50 | 0 | 50 |  | 0 |  | 0 | 0 | 432 |  | 0 |  | 0 | 0
8 |  | LOCATION DESCRIPTION CINDER LIGHT WT. SIPORAX BLOCK BATS FILLING | [22 empty] | 0
9 | 2.03 | LOCATION BOH MOH RAISED AREA DESCRIPTION Providing Filling light wt. Siporex block bats to conceal drainage plumbing lines for Grease trap of average thk of 300 mm . The rates shall include for Top layer should be finished properly to receive P.C.C base flooring layer on it. The same shall be completed as per the details are provided in drawings or as directed by Architect. | Sq. ft. | 730 | 160 | 116800 | 200 | 146000 | 45 | 32850 | 375 | 273750 | 325 | 237250 | 60 | 43800 | 60 | 43800 | 60 | 43800 | 350 | 255500 | 350 | 255500 | 220 | 160600 | 350 | 255500 | 350 | 255500
10 |  | LOCATION DESCRIPTION PCC LAYER | [22 empty] | 0
11 | 2.04 | LOCATION BOH MOH AREA DESCRIPTION Providing Laying P.C.C 1 3 6 of average thickness 75mm of M 10 grade of concrete ( 1 cement 3 coarse sand 6 graded stone aggregate 20 mm nominal size) as floor base. | Sq. ft. | 730 | 90 | 65700 | 90 | 65700 | 65 | 47450 | 110 | 80300 | 85 | 62050 | 88 | 64240 | 88 | 64240 | 90 | 65700 | 200 | 146000 | 200 | 146000 | 145 | 105850 | 350 | 255500 | 350 | 255500
12 |  | LOCATION DESCRIPTION BLOCK MASONARY WORK | [22 empty] | 0
13 | 2.05 | LOCATION 100 MM THICK BLOCK MASONARY ( BOH MOH Area Partition Walls ) DESCRIPTION Providing Laying of Light Wt. Foam Fly Ash Block masonry (Siporex AAC make) of thickness 100mm in super structure for any shapes, fins, projections, in shafts, under counter platform cupboards, using in cement mortar 1 4 (1 cement 4 coarse sand) mix, joints finished including scaffolding, curing complete as per specification and drawing or as directed by Project Manager. | Sq. ft. | 1585 | 145 | 229825 | 125 | 198125 | 110 | 174350 | 140 | 221900 | 165 | 261525 | 182 | 288470 | 182 | 288470 | 180 | 285300 | 400 | 634000 | 400 | 634000 | 325 | 515125 | 220 | 348700 | 220 | 348700
14 |  | LOCATION DESCRIPTION BRICK MASONARY WORK | [22 empty] | 0
15 | 2.06 | LOCATION DESCRIPTION Providing constructing Brick Masonry of 115 mm thk with CM 1 4 in proper line, level plumb . At every 4th coarse ht.02 nos 6mm dia round bars as stiffeners should provided. Rate should be include the cost of stiffeners,scaffolding completing with curing as per drawings or as directed by Architect site Incharge. | Sq. ft. | 0 | 130 |  | 0 |  | 125 |  | 0 |  | 0 | 0 | 250 |  | 250 | 0 | 250 |  | 0 |  | 0 | 0 | 0 |  | 250 |  | 250 | 0
16 |  | LOCATION DESCRIPTION Providing constructing Brick Masonry of 230 mm thk with CM 1 4 in proper line, level plumb At every 1 tm ht. interval stiffener should be provided. Rate to include the cost of stiffener, the necessary curing scaffolding etc. complete as directed by Architect. | Sq. ft. | 0 | 210 |  | 0 |  | 240 |  | 0 |  | 0 | 0 | 280 |  | 280 | 0 | 280 |  | 0 |  | 0 | 0 | 0 |  | 250 |  | 250 | 0
17 |  | LOCATION DESCRIPTION PLASTER | [22 empty] | 0
18 | 2.07 | LOCATION Plaster on 100 MM THICK BLOCK MASONARY ( BOH MOH Area Partition Walls ) DESCRIPTION P L12-15mm thick plaster in cement mortar 1 4 (1 cement 4coarse sand) to ceiling, all typesof R.C.C. work, brick work surfaces at all levels in line,level and plumb including smooth cement finish and providing necessary grooves at junctions of walls.Rate shall be inclusive of scaffolding and complete with curing etc | Sq. ft. | 3500 | 49 | 171500 | 75 | 262500 | 55 | 192500 | 65 | 227500 | 80 | 280000 | 130 | 455000 | 130 | 455000 | 125 | 437500 | 110 | 385000 | 110 | 385000 | 90 | 315000 | 140 | 490000 | 140 | 490000
19 |  | LOCATION DESCRIPTION RCC WORKS | [22 empty] | 0
20 | 2.08 | LOCATION RCC LINTEL on BOH MOH Area DESCRIPTION Providing laying RCC slab lintel of size 41 2 x 6 over door in FOH area. Rates include the centerring shuttering and steel reinforcement at all levels, excluding underplaster. | Rft. | 22 | 380 | 8360 | 350 | 7700 | 1250 | 27500 | 125 | 2750 | 165 | 3630 | 615 | 13530 | 615 | 13530 | 610 | 13420 | 600 | 13200 | 600 | 13200 | 550 | 12100 | 1300 | 28600 | 1300 | 28600
21 |  | LOCATION DESCRIPTION LT PANEL, SERVER COUNTER BASE WORK | [22 empty] | 0
22 | 2.09 | LOCATION BASE FOR LT PANAL, SERVER RACK, POS AREA COUNTER DESCRIPTION P f of 8 ht base for water tanks, DG panel LT panel with RCC lintel Rates include the centerring shuttering and steel reinforcement at all levels, excluding underplaster and waterproofing. | Sq. ft. | 55 | 395 | 21725 | 200 | 11000 | 2250 | 123750 | 280 | 15400 | 350 | 19250 | 750 | 41250 | 750 | 41250 | 750 | 41250 | 450 | 24750 | 450 | 24750 | 432 | 23760 | 450 | 24750 | 450 | 24750
23 |  | LOCATION Coldroom area WIC WIF DESCRIPTION IPS FLOORING | [22 empty] | 0
24 | 2.1 | LOCATION DESCRIPTION 52 mm thick cement concrete flooring with concrete hardener topping, under layer 40 mm thick cement concrete 1 2 4 (1 cement 2 coarse sand 4 graded stone aggregate 20 mm nominal size) and top layer 12 mm thick cement hardener consisting of mix 1 2 (1 cement hardener mix 2 graded stone aggregate 6 mm nominal size) by volume, hardening compound mixed @ 2 litre per 50 kg of cement or as per manufacturer s specifications. This includes cost of cement slurry, but excluding the cost of nosing of steps etc. complete. | Sq. ft. | 150 | 95 | 14250 | 180 | 27000 | 155 | 23250 | 75 | 11250 | 75 | 11250 | 350 | 52500 | 350 | 52500 | 350 | 52500 | 250 | 37500 | 250 | 37500 | 240 | 36000 | 3500 | 525000 | 3500 | 525000
25 |  | LOCATION DESCRIPTION SUB TOTAL OF CIVIL WORK | [22 empty] | 0
26 |  | LOCATION DESCRIPTION SS Works | [22 empty] | 0
27 |  | LOCATION SS EDGE PROFILE DESCRIPTION P F of Stainless steel section edge profile protectors of size 19mm x 19mm x 1.5mm thick to protect all corners of the walls columns in kitchen | Rft | 200 | 210 | 42000 | 225 | 45000 | 460 | 92000 | 250 | 50000 | 425 | 85000 | 320 | 64000 | 320 | 64000 | 320 | 64000 | 250 | 50000 | 250 | 50000 | 225 | 45000 | 600 | 120000 | 600 | 120000
28 |  | LOCATION SS KICK PLATE DESCRIPTION P F S.S. Kick plate on door as directed same rate for all width, LENGTH, HEIGHT doors | Nos | 6 | 2200 | 13200 | 3500 | 21000 | 650 | 3900 | 1050 | 6300 | 3500 | 21000 | 2050 | 12300 | 2050 | 12300 | 2050 | 12300 | 3500 | 21000 | 3500 | 21000 | 3360 | 20160 | 5500 | 33000 | 5500 | 33000
29 |  | LOCATION DESCRIPTION SUB TOTAL OF FLOORING WORK | [22 empty] | 0
30 |  | FLOORING | [22 empty] | 0
31 |  | LOCATION Olive Matt Max Stone Tile Flooring ( BOH MOH Area ) DESCRIPTION FLOORING TILE Providing laying Olive Matt Max Stone tiles of size of 600 x 600 mm on 40 mm thk of cement sand bedding with CM 1 4 (fixing to be done with cement slurry paste) for dinning area with all grouting.Marfil Make (Basic Rate of tile Rs.65 - per sq.ft.) including necessary wastage ,cutting, covering protection Sheet ( PVC )_ complete. | Sq. ft. | 0 | 202 |  | 0 |  | 185 |  | 0 |  | 0 | 0 | 250 |  | 250 | 0 | 250 |  | 0 |  | 0 | 0 | 240 |  | 415 |  | 415 | 0
32 |  | LOCATION Olive Matt Max Stone Tile Flooring ( BOH MOH Area ) DESCRIPTION Providing fixing of 12 mm thk. 0 -4 high Tile Skirting (Olive Matt Max Stone tiles ( Marfil Make ) over a bed of 20 mm thk. Cement mortar ( 1 4 ) jointed with cement slurry mixed with pigment to match the colour of tile including necessary wastage ,cutting, covering protection Sheet ( PVC ) complete. | Rft | 0 | 100 |  | 0 |  | 125 |  | 0 |  | 0 | 0 | 200 |  | 200 | 0 | 200 |  | 0 |  | 0 | 0 | 144 |  | 350 |  | 350 | 0
33 |  | LOCATION GRANITE Door Cill 6 wide for BOH MOH Area DESCRIPTION Providing fixing of 19 mm thk. granite 6 wide door Cill over a bed of 20 mm thk. Cement mortar ( 1 4 ) jointed with cement slurry mixed with pigment to match the colour of granite including necessary wastage ,cutting ,grinding polishing, covering protection Sheet ( PVC ) complete. complete. (Base Rate of granite is Rs 180 - sq.ft.) | Rft | 15 | 365 | 5475 | 275 | 4125 | 360 | 5400 | 320 | 4800 | 390 | 5850 | 510 | 7650 | 510 | 7650 | 510 | 7650 | 250 | 3750 | 250 | 3750 | 240 | 3600 | 600 | 9000 | 600 | 9000
34 |  | LOCATION BOH MOH Area Polished Kota Stone Flooring DESCRIPTION Providing laying of 25 thk. 560mmX560mm Kota Stone flooring over a bed of 20mm thk. Cement mortar (1 4) jointed with cement slurry mixed with pigment to match the color of kota stone including hole cutting for traps etc. necessary cutting, rubbing, grinding and mirror polishing, covering protection Sheet ( PVC ) complete as per the details are provided in drawings or as directed by Architect Engineer. | Sq. ft. | 850 | 195 | 165750 | 165 | 140250 | 165 | 140250 | 185 | 157250 | 280 | 238000 | 220 | 187000 | 220 | 187000 | 220 | 187000 | 250 | 212500 | 250 | 212500 | 220 | 187000 | 350 | 297500 | 350 | 297500
35 |  | LOCATION BOH MOH Area Kota Stone Skirting DESCRIPTION Providing fixing of 25mm thk. kota stone 4 high over a bed of 20 mm thk. Cement mortar ( 1 4 ) jointed with cement slurry mixed with pigment to match the coloure of KOTA including necessary wastage ,cutting ,grinding polishing, Covering Protection sheet ( PVC ) completed as per the details are provided in drawings or as directed by Architect Engineer. | Rft | 325 | 90 | 29250 | 140 | 45500 | 75 | 24375 | 135 | 43875 | 175 | 56875 | 110 | 35750 | 110 | 35750 | 110 | 35750 | 150 | 48750 | 150 | 48750 | 125 | 40625 | 330 | 107250 | 330 | 107250
36 |  | LOCATION DESCRIPTION SUB TOTAL OF FLOORING WORK | [22 empty] | 0
37 |  | LOCATION DESCRIPTION WALL TILING | [22 empty] | 0
38 | 4 | LOCATION BOH KITCHEN WALLS DESCRIPTION P fixing glazed ceramic (Kajaria Johnson Make) White- (8 x 12 ) Wall tiles as approved in kitchen over a base of 20-25mm thick plaster with cement mortar 1 3 (1 cement 3 fine sand) as per approved pattern, setting the tiles in cement slurry, joints filled and finished neat with white cement as spec.(Basic cost of tile Rs.25 - per sft.) (TILES TO BE PASTED ABOVE 4 HIGH. TILE SKIRTING TILL FALSE CEILING NO TILE TO BE CUT IN VERTICAL) | Sq. ft. | 1700 | 139 | 236300 | 210 | 357000 | 145 | 246500 | 185 | 314500 | 272 | 462400 | 150 | 255000 | 150 | 255000 | 150 | 255000 | 180 | 306000 | 180 | 306000 | 175 | 297500 | 375 | 637500 | 375 | 637500
39 | 4.01 | LOCATION BOH AREA WALL PANELING DESCRIPTION P F Single Side Partition in 18mm thk HDHMR Ply with Framework of MS Box section 50x50mm ,18 gauge at a spacing of 600 mm c c in both direction to achieve rigidity in the frame of approved sections supported hung from column face floor with rust-free treatment then fixed 18mm thick HDHMR Board complete. Rate inclusive of all fixing arrangement, provision of light points, complete as per drawing. | Sq. ft. | 275 | 295 | 81125 | 375 | 103125 | 450 | 123750 | 480 | 132000 | 650 | 178750 | 620 | 170500 | 620 | 170500 | 620 | 170500 | 1500 | 412500 | 1500 | 412500 | 1325 | 364375 | 375 | 103125 | 375 | 103125
40 | 4.02 | LOCATION BOH KITCHEN WALLS DESCRIPTION P fixing glazed ceramic (Kajaria Johnson Make) White- (8 x 12 ) Wall tiles as approved in kitchen with adhesive of approved make as per approved pattern, setting the tiles in cement slurry, joints filled and finished neat with white cement as spec.(Basic cost of tile Rs. 25 - per sft.) (TILES TO BE PASTED ABOVE 4 HIGH. TILE SKIRTING TILL FALSE CEILING NO TILE TO BE CUT IN VERTICAL) | Sq. ft. | 80 | 259 | 20720 | 210 | 16800 | 145 | 11600 | 185 | 14800 | 272 | 21760 | 150 | 12000 | 150 | 12000 | 150 | 12000 | 180 | 14400 | 180 | 14400 | 175 | 14000 | 375 | 30000 | 375 | 30000
41 | 4.03 | LOCATION WALL TILES ( MOH AREA ) DESCRIPTION Providing Fixing of 100 x 300mm Cremaic white wall Tile [Priyanka from Kajaria Johnson ] in MOH Area with 12 thk base plaster cement mortar 1 4 and joined with white cement slurry mixed with pigment to match the shade of tile. The tile to be laid as per approved pattern. Completed as per design details are provided or as directed by Architect. (Base Rate of Tiles @Rs.75 - Sq.ft. | Sq. ft. | 185 | 230 | 42550 | 290 | 53650 | 195 | 36075 | 235 | 43475 | 332 | 61420 | 225 | 41625 | 225 | 41625 | 225 | 41625 | 260 | 48100 | 260 | 48100 | 249.6 | 46176 | 425 | 78625 | 425 | 78625
42 | 4.04 | LOCATION DESCRIPTION SUB TOTAL OF WALL TILING | [22 empty] | 0
43 |  | LOCATION DESCRIPTION WOODWORK | [22 empty] | 0
44 | 5 | LOCATION DOOR FRAMES DESCRIPTION P F HARD Wood door frames i.e Sal wood or Equivalent 2.5 X 5 complete with grooves as specified complete polished matching to the laminate as specified, with all necessary hardware such as hold fasts with polish finish of approved shade etc. completed as per design details given in drawing Architect instruction. Architect to mention the size and number of HOLD FASTS, door frames to be manufactured with horns minimum 3 , rebate size and a temporary wooden strip to retain the shape of the frame etc.including polish of approved shade. Basic cost of wood is Rs..2000.00 per Cu. ft. | Rft | 40 | 479 | 19160 | 510 | 20400 | 300 | 12000 | 650 | 26000 | 650 | 26000 | 2450 | 98000 | 2450 | 98000 | 2450 | 98000 | 750 | 30000 | 750 | 30000 | 650 | 26000 | 750 | 30000 | 750 | 30000
45 | 5.01 | LOCATION MANAGER CABIN CHANGE ROOM SLIDDING DOOR DESCRIPTION Providing Making of Slidding Flush door (32 mm thk, 2 hour Fire Rated) finished with 1mm thk laminate on both side, Including all necessary hardware (i.e. Lock, Handle, Slidding arrangement, Latch or Tower Bolt, Door Stopper, Door PVC Buffer etc ), Air Transfer Grill complete of approved make. (Door Size 2 -6 x 7 -0 Incl. plamet over door finish with lamiante), completed as per the details are provided in drawings or as directed by Architect Engineer. ( Base Rate of Laminate sheet @ Rs. 800 - Sqft ) | No | 2 | 41000 | 82000 | 35000 | 70000 | 85000 | 170000 | 39375 | 78750 | 32500 | 65000 | 18375 | 36750 | 18375 | 36750 | 18375 | 36750 | 48000 | 96000 | 48000 | 96000 | 45000 | 90000 | 80000 | 160000 | 80000 | 160000
46 | 5.02 | LOCATION CREW ROOM (WITH VISION PANEL) DESCRIPTION Flush door ((32 mm thk, 2 hour Fire Rated) finished with 1mm thk. Laminate on both side, having vision panel of size 1 -0 x 1 -0 at eye level. All necessary hardware (i.e. Lock, Handle, Hinges, Latch or Tower Bolt, Door Closer, Door Stopper, Door PVC Buffer, 2mm thick SS kick push plate both sides etc ) complete of approved make. All to be completed as per the details are provided in drawings or as directed by Architect Engineer. ( Door Size 2 6 x 7 0 ). ( Base Rate of Laminate sheet @ Rs. 800 - Sqft ) | No | 1 | 42500 | 42500 | 35000 | 35000 | 75000 | 75000 | 37625 | 37625 | 32500 | 32500 | 18375 | 18375 | 18375 | 18375 | 18375 | 18375 | 45000 | 45000 | 45000 | 45000 | 40000 | 40000 | 60000 | 60000 | 60000 | 60000
47 | 5.03 | LOCATION MOH AREA ENTRY DOOR DESCRIPTION Flush door ((32 mm thk, 2 hour Fire Rated) finished with 6mm thick HDHMR ply with 6mm deep necessary grooves finally finished with paint of approved make shade on one side other side finished with 1mm thk. LAMINATE having vision panel of size 1 -0 x 1 -0 at eye level. All necessary hardware (i.e. Lock, Handle, Hinges, Latch or Tower Bolt, Door Closer, Door Stopper, Door PVC Buffer, 2mm thick SS kick push Plate bothsides of shutter etc ) complete of approved make. All to be completed as per the details are provided in drawings or as directed by Architect Engineer. Door Size 3 - 3 x 7 -0 ( Base Rate of laminate sheet @ Rs. 800 - Sqft ) | No | 1 | 44000 | 44000 | 41000 | 41000 | 85000 | 85000 | 48913 | 48913 | 42100 | 42100 | 23125 | 23125 | 23125 | 23125 | 23125 | 23125 | 52000 | 52000 | 52000 | 52000 | 47500 | 47500 | 85000 | 85000 | 85000 | 85000
48 | 5.04 | LOCATION OVERHEAD STORAGE (MANAGERS ROOM CREW EATING AREA ABOVE EATING TABLE) DESCRIPTION P Fof 1 -6 deep overhead storage unit made of 19mm thick HDHMR board.Externally Laminated with laminate of approved shade, off white enamel painted inside.Cost is inclusive of handles, Latch Lock, hinges, foldable 3 4 th. comm. board shelves,partitions etc. Complete required Accesscriesof approved make and polish complete.(LAM -HIGHLAND PINE11005; MERINO MAKE) RATE OF LAM. SHEET @ Rs.800 - sft.) | Sq.ft | 40 | 1150 | 46000 | 1500 | 60000 | 2850 | 114000 | 2800 | 112000 | 2650 | 106000 | 1885 | 75400 | 1885 | 75400 | 1885 | 75400 | 2000 | 80000 | 2000 | 80000 | 1920 | 76800 | 1500 | 60000 | 1500 | 60000
49 | 5.05 | LOCATION OVERHEAD STORAGE ABOVE UHC - 10 X2 X2 HT DESCRIPTION P Fof 1 -6 deep overhead storage unit made of 19mm thick HDHMR board.Externally Laminated with laminate of approved shade, off white enamel painted inside.Cost is inclusive of handles, Latch Lock, hinges, foldable 3 4 th. comm. board shelves,partitions etc. Complete required Accesscriesof approved make and polish complete.(LAM -HIGHLAND PINE11005; MERINO MAKE) RATE OF LAM. SHEET @ Rs.800 - sft.) | Sq.ft | 25 | 1150 | 28750 | 1500 | 37500 | 2850 | 71250 | 2800 | 70000 | 2850 | 71250 | 1885 | 47125 | 1885 | 47125 | 1885 | 47125 | 2500 | 62500 | 2500 | 62500 | 2400 | 60000 | 1500 | 37500 | 1500 | 37500
50 | 5.06 | LOCATION MANAGER -O.T. TABLE-LCMS DESCRIPTION P f of Table with back splash 125mm high made of 19mm thick HDHMR board laminated with HIGHLAND PINE11005. The table to have one drawer unit and key board tray. Cost would include cost of all hardwares likeTelescopic Channels, C shaped brushed steel handles, ball catchers,locks etc complete with polish. ( Base rate of Laminate Sheet 800 - Sqft .) | Sq. ft. | 15 | 1250 | 18750 | 1200 | 18000 | 3250 | 48750 | 3200 | 48000 | 2450 | 36750 | 2145 | 32175 | 2145 | 32175 | 2145 | 32175 | 3000 | 45000 | 3000 | 45000 | 2880 | 43200 | 1800 | 27000 | 1800 | 27000
51 | 5.07 | LOCATION SOFT BOARD (MANAGERS ROOM DESCRIPTION Providing fixing of Soft board for Managers Cabin with fabric of approved shade, completed as per the details are provided in drawings or as directed by Architect Engineer. Basic rate of Fabric as Rs. 100 r.mtr. Assuming width of cloth to be 54 | Sq. ft. | 10 | 230 | 2300 | 300 | 3000 | 375 | 3750 | 220 | 2200 | 450 | 4500 | 975 | 9750 | 975 | 9750 | 975 | 9750 | 1500 | 15000 | 1500 | 15000 | 1440 | 14400 | 600 | 6000 | 600 | 6000
52 | 5.08 | LOCATION DIGITAL MENU BOARD ABOVE COUNTER DESCRIPTION Providing fixing the in 19mm thk. ply boxing for digital menu board of 11 -0 w x 1 -9 as per detail finished with Black Laminate with Raceway provisions. Support from slab lvl. with M.S. frame structure. Rate is inclusive of all necessary hardware as per detail, completed as per the details are provided in drawings or as directed by Architect Engineer. | Sq. ft. | 22 | 890 | 19580 | 1350 | 29700 | 550 | 12100 | 985 | 21670 | 1550 | 34100 | 845 | 18590 | 845 | 18590 | 845 | 18590 | 2500 | 55000 | 2500 | 55000 | 2250 | 49500 | 2300 | 50600 | 2300 | 50600
53 | 5.09 | LOCATION POS COUNTER (KFC) DESCRIPTION Providing fixing of counter ( 1050mm high 825mm Wide Order Pickup Counter) with necessary drawer, shelves, partition shuter as per design made of 19mm thick HDHMR Board all internal surface of counter finished with laminate of approved make shade and counter top front facia finished with 12mm thk. corian including bufing, polish, edge chemfering, moulding( Half Full ) skirting .100mm high from finish floor matching with floor, details given in drawing Architect instruction. Rate inclusive of all necessary hardware, fixtures, cutting, grinding, polishing,buffing, bull nosing, MS sections, Mesh Braket under Table, lighting arrangement for facia etc complete as per detail drawing. Rate shall include cost of corian.( Base rate of Corian @ Rs. 700 - Sqft ). Elevation Area to be measured. | Sq. ft. | 40 | 2365 | 94600 | 4750 | 190000 | 4250 | 170000 | 4250 | 170000 | 5500 | 220000 | 2600 | 104000 | 2600 | 104000 | 2600 | 104000 | 3200 | 128000 | 3200 | 128000 | 3072 | 122880 | 8000 | 320000 | 8000 | 320000
54 | 5.1 | LOCATION CREW EATING TABLE) DESCRIPTION Providing and fixing Foldable eating table for crew room made up of 25 mm thk. Board finished with approved LAMINATE to be fixed complete as per detail drawing and as per architects instructions.Rate is inclusive of all necessary hardware. ( Base rate of Laminate Sheet 800 - Sqft .) | Sq. ft. | 12 | 1470 | 17640 | 650 | 7800 | 3250 | 39000 | 3200 | 38400 | 2450 | 29400 | 1560 | 18720 | 1560 | 18720 | 1560 | 18720 | 2500 | 30000 | 2500 | 30000 | 2250 | 27000 | 1400 | 16800 | 1400 | 16800
55 | 5.11 | LOCATION ABOVE CREW EATING TABLE DESCRIPTION Providing making fixing 250mm wide Top, bottom front side laminate finish Ledge fixed on MS Braket as per design including all fixing arrangement complete in all respect.Base Rate of Laminate Sheet @ Rs.800 - | Rft | 0 | 2250 |  | 0 |  | 1750 |  | 0 |  | 0 | 0 | 2000 |  | 2000 | 0 | 2000 |  | 2500 |  | 2500 | 0 | 2400 |  | 1 |  | 1 | 0
56 | 5.12 | LOCATION LOOKING MIRROR ON WALL WITH STUDS ( CREW AREA ) DESCRIPTION Providing fixing of Looking 6MM thk. Mirror on wall fixed with studs as per detail completed as per the details are provided in drawings or as directed by Architect Engineer. 5 ft * 2 ft = 1 nos. | Sq. ft. | 11 | 290 | 3190 | 275 | 3025 | 580 | 6380 | 450 | 4950 | 550 | 6050 | 460 | 5060 | 460 | 5060 | 460 | 5060 | 2400 | 26400 | 2400 | 26400 | 2275 | 25025 | 900 | 9900 | 900 | 9900
57 | 5.13 | LOCATION FOH SIDE WALL PANELING ON COUNTER WALL DESCRIPTION P F Single Side Partition in 12mm thk HDHMR Board with Framework of MS Box section 50x25mm ,18 gauge at a spacing of 600 mm c c in both direction to achieve rigidity in the frame of approved sections supported hung from column face floor with rust-free treatment then fixed 12mm thick HDHMR Board, then fixed 8mm HDHMR Board with 6mm groove at each 150mm wide interval finally finished with Paint of approved make shade complete. Rate inclusive of all fixing arrangement, provision of light points, complete as per drawing. | Sq. ft. | 140 | 456 | 63840 | 850 | 119000 | 520 | 72800 | 480 | 67200 | 650 | 91000 | 610 | 85400 | 610 | 85400 | 610 | 85400 | 600 | 84000 | 600 | 84000 | 576 | 80640 | 1331 | 186340 | 1331 | 186340
58 | 5.14 | LOCATION FOH SIDE CORIAN CLADDING ON WALL 1050mm AFTER COUNTER DESCRIPTION Providing fixing 12mm thick Corian over existing HDHMR BOARD paneling with Adhesive of Appoved make Including all fixing arrangement, buffing, polishing complete in all respect. .( Base rate of Corian @ Rs. 700 - Sqft ). base Frame HDHMR Board paneling taken in Item No. 5.12 | Sq. ft. | 55 | 1470 | 80850 | 1300 | 71500 | 1250 | 68750 | 1500 | 82500 | 1850 | 101750 | 1525 | 83875 | 1525 | 83875 | 1525 | 83875 | 2400 | 132000 | 2400 | 132000 | 2275 | 125125 | 1200 | 66000 | 1200 | 66000
59 | 5.15 | LOCATION 4 SKIRTING IN GRANITE STONE AT COUNTER FAÇADE DESCRIPTION Providing fixing of 19 mm thk. Granite for skirting 4 high over a bed of 20 mm thk. Cement mortar ( 1 4 ) jointed with cement slurry mixed with pigment to match the colour of granite including necessary wastage ,cutting ,grinding polishing completed as per the details are provided in drawings or as directed by Architect Engineer. Base Rate of Granite is Rs. 180 - S.Ft. | Rft | 35 | 330 | 11550 | 225 | 7875 | 380 | 13300 | 280 | 9800 | 375 | 13125 | 250 | 8750 | 250 | 8750 | 250 | 8750 | 650 | 22750 | 650 | 22750 | 550 | 19250 | 700 | 24500 | 700 | 24500
60 | 5.16 | LOCATION FOH SIDE BEND ABOVE COUNTER Side DESCRIPTION P F Single Side Partition in 12mm thk HDHMR Board with Framework of MS Box section 50x25mm ,18 gauge at a spacing of 600 mm c c in both direction to achieve rigidity in the frame of approved sections supported hung from column face floor with rust-free treatment then fixed 12mm thick HDHMR Board, then fixed 8mm HDHMR Board finally finished with Paint of approved make shade complete. Rate inclusive of all fixing arrangement at all height level, provision of light points, complete as per drawing. | Rft | 27 | 290 | 7830 | 950 | 25650 | 400 | 10800 | 650 | 17550 | 750 | 20250 | 380 | 10260 | 380 | 10260 | 380 | 10260 | 650 | 17550 | 650 | 17550 | 624 | 16848 | 1331 | 35937 | 1331 | 35937
61 | 5.17 | LOCATION KEY BOX DESCRIPTION Key Box (As per Standard Design) - ready available in market - 30 keys | No. | 1 | 4800 | 4800 | 2800 | 2800 | 3500 | 3500 | 2800 | 2800 | 7500 | 7500 | 52500 | 52500 | 52500 | 52500 | 52000 | 52000 | 5600 | 5600 | 5600 | 5600 | 4500 | 4500 | 6500 | 6500 | 6500 | 6500
62 | 5.18 | LOCATION HDHMR BOARD PANELING ON WALL DESCRIPTION Providing fixing 25mm thick HDHMR Board directly fixed on wall with the help of Nails sleves including all fixing arranggement finally finish with Paint of Approved make shade complete in all respect. | Sq. ft. | 40 | 255 | 10200 | 350 | 14000 | 210 | 8400 | 1180 | 47200 | 750 | 30000 | 500 | 20000 | 500 | 20000 | 500 | 20000 | 1400 | 56000 | 1400 | 56000 | 1275 | 51000 | 1200 | 48000 | 1200 | 48000
63 | 5.19 | LOCATION DESCRIPTION SUB TOTAL OF WOODWORK | [22 empty] | 0
64 |  | LOCATION DESCRIPTION FALSE CEILING WORK | [22 empty] | 0
65 | 6 | LOCATION GYPSUM FALSE CEILING DESCRIPTION Providing fixing of seamless GYPSUM BOARD ( Fire Rated ) 12.5mm thk fixed to the under side of the suspended grid formed of GI perimeter channel of size 20x27x30mm fixed along the wall by using wood screws metal expansion rawl plugs. The GI intermediate channel of size 45x15x0.90mm shall be fixed to the suspended strap hanger GI ceiling angle at intervals No.t more than 1220mm.The suspended GI ceiling angle strap hanger is to be connected with GI soffit cleat of size 37x27x25, 1.6mm it should be fixed on the roof slab beam by using metal expansion fasteners of 12.5mm dia. to the length of 35mm with screw at top ends, including all drops, coves etc and taping finally finish with paint of approved make shade. Rate to be inclusive for all heights Level, cutting for lights, grills ducts etc., Paint As per the Detailscompleted as per the details are provided in drawings or as directed by Architect Engineer. | Sq. ft. | 740 | 125 | 92500 | 165 | 122100 | 190 | 140600 | 165 | 122100 | 225 | 166500 | 125 | 92500 | 125 | 92500 | 125 | 92500 | 240 | 177600 | 240 | 177600 | 210 | 155400 | 280 | 207200 | 280 | 207200
66 | 6.01 | LOCATION Metal Grid Ceiling in BOH Area DESCRIPTION Supply and Installation of powder quoted , metal grid false ceiling with tiles of 600 x 600 mm of 0.4mm thick of approved make with necessary supporting Grid system of approved make and accessories to hold in position as per the manufacturers specifications adhering to detail drawings. Make shall be of DMC approved equivalent make as approved by the Architects. Rate includes all lead,lifts for all scafolding, necessary hardware, wastage labour etc complete. ( Base Rate of Metal Grid Ceiling @ Rs. 150 - Sqft ) | Sq. ft. | 425 | 230 | 97750 | 275 | 116875 | 280 | 119000 | 230 | 97750 | 275 | 116875 | 265 | 112625 | 265 | 112625 | 265 | 112625 | 450 | 191250 | 450 | 191250 | 432 | 183600 | 600 | 255000 | 600 | 255000
67 | 6.02 | LOCATION HDHMR BOARD FALSE CEILING ABOVE POS COUNTER FINISH WITH PAINT DESCRIPTION Providing and fixing HDHMR Board false ceiling made up of 12mm thick HDHMR board fixed over MS Frame work finished with base primer finally finish with paint of approved make shade. The rate inclusive of all heights Levels, MS Frame work, HDHMR Board, finixing arrangement, Cutting of lights grill complete in all respect. | Sq. ft. | 20 | 375 | 7500 | 750 | 15000 | 550 | 11000 | 1250 | 25000 | 1650 | 33000 | 250 | 5000 | 250 | 5000 | 250 | 5000 | 1500 | 30000 | 1500 | 30000 | 1440 | 28800 | 1051 | 21020 | 1051 | 21020
68 | 6.03 | LOCATION TRAP DOORS [IN BOH AREA] DESCRIPTION Providing and making Trap door made of 12 mm thick HDHMR Board finished with Paint of approved make shade including all necessary frame work in Sal wood complete as per the detailed drawing instruction provided by architect. Rate is inclusive of all heights levels, all necessary hardware, completed as per the details are provided in drawings or as directed by Architect Engineer. | Sq. ft. | 35 | 450 | 15750 | 550 | 19250 | 550 | 19250 | 985 | 34475 | 1550 | 54250 | 220 | 7700 | 220 | 7700 | 220 | 7700 | 650 | 22750 | 650 | 22750 | 600 | 21000 | 1000 | 35000 | 1000 | 35000
69 | 6.04 | LOCATION DESCRIPTION SUB TOTAL OF FALSE CEILING | [22 empty] | 0
70 |  | LOCATION DESCRIPTION MISC. WORK | [22 empty] | 0
71 | 7 | LOCATION KFC Side Façade wall DESCRIPTION Providing appling 12mm thick POP Punning on Walls with necessary grooves as per design for all heights levels. | Sqft | 150 | 45 | 6750 | 60 | 9000 | 55 | 8250 | 35 | 5250 | 68 | 10200 | 65 | 9750 | 65 | 9750 | 65 | 9750 | 160 | 24000 | 160 | 24000 | 153.6 | 23040 | 120 | 18000 | 120 | 18000
72 | 7.01 | LOCATION KFC Side Façade wall DESCRIPTION Providing applying Texture paint on walls of approved make shade with required base. ( Base Rate of Texture paint @ Rs. 150 - Sqft ) for all heights levels. | Sqft | 150 | 195 | 29250 | 250 | 37500 | 210 | 31500 | 235 | 35250 | 325 | 48750 | 310 | 46500 | 310 | 46500 | 310 | 46500 | 350 | 52500 | 350 | 52500 | 336 | 50400 | 375 | 56250 | 375 | 56250
73 | 7.02 | LOCATION Hood installation DESCRIPTION HOOD ( 10 x 4 -3 ) in 2 parts installation with complete hanging and fixing materials fittings etc with ceiling and back wall. | Nos | 1 | 6800 | 6800 | 65000 | 65000 | 3000 | 3000 | 9500 | 9500 | 64750 | 64750 | 20000 | 20000 | 20000 | 20000 | 20000 | 20000 | 15000 | 15000 | 15000 | 15000 | 14400 | 14400 | 35000 | 35000 | 35000 | 35000
74 | 7.03 | LOCATION Alluminuim ladder DESCRIPTION Alluminium ladder - 8 | Nos | 1 | 9600 | 9600 | 18000 | 18000 | 9500 | 9500 | 12000 | 12000 | 12500 | 12500 | 5200 | 5200 | 5200 | 5200 | 25200 | 25200 | 24000 | 24000 | 24000 | 24000 | 23040 | 23040 | 9000 | 9000 | 9000 | 9000
75 | 7.04 | LOCATION SS FOOT RAIL DESCRIPTION Providing fixing 50mm Dia SS FOOT RAIL around counter including all fixing arrangement complete.pls follow drawings for the same. | Rft | 30 | 615 | 18450 | 900 | 27000 | 1850 | 55500 | 1050 | 31500 | 1850 | 55500 | 975 | 29250 | 975 | 29250 | 970 | 29100 | 1800 | 54000 | 1800 | 54000 | 1728 | 51840 | 1600 | 48000 | 1600 | 48000
76 | 7.05 | LOCATION SCAFFOLDING DESCRIPTION P E of scaffolding in bamboo MS as per site condition. To be paid only in extreme cases with prior approval from Project manager. Cost to be paid based on 15 days intervel WITH SUPPORTING | job | 1 | 32000 | 32000 | 35000 | 35000 | 9500 | 9500 | 35000 | 35000 | 42500 | 42500 | 18500 | 18500 | 18500 | 18500 | 18500 | 18500 | 45000 | 45000 | 45000 | 45000 | 42000 | 42000 | 45000 | 45000 | 45000 | 45000
77 | 7.06 | LOCATION DEBRIS REMOVAL FROM STORE PREMISES (UP TO 5 VEHICLES) DESCRIPTION Except Civil vendor debris (Cold room, HVAC, Kitchen Equipment, furnitures, Signages, Etc) | Nos | 5 | 7000 | 35000 | 12000 | 60000 | 5500 | 27500 | 5200 | 26000 | 18500 | 92500 | 3200 | 16000 | 3200 | 16000 | 3200 | 16000 | 10000 | 50000 | 10000 | 50000 | 9000 | 45000 | 7500 | 37500 | 7500 | 37500
78 | 7.07 | LOCATION MAINTENANCE REQUIREMENT WORKS - AMOUNT PAID TO STORE MAINTENANCE DESCRIPTION Actual bill need to be produced TO BE PAID ON CONFIRMATION OF PM such as cables conduits etc | job | 1 | 10000 | 10000 | 15000 | 15000 | 10500 | 10500 | 35000 | 35000 | 0 | 0 | 5000 | 5000 | 5000 | 5000 | 5000 | 5000 | 25000 | 25000 | 25000 | 25000 | 24000 | 24000 | 0 | 0 | 0 | 0
79 | 7.08 | LOCATION FIRST AID BOX DESCRIPTION Providing Fixing First Aid Box - good quality available in market with medicines inside. | Nos | 1 | 2800 | 2800 | 2000 | 2000 | 2500 | 2500 | 3000 | 3000 | 5500 | 5500 | 4000 | 4000 | 4000 | 4000 | 4000 | 4000 | 1500 | 1500 | 1500 | 1500 | 1440 | 1440 | 3500 | 3500 | 3500 | 3500
80 | 7.09 | LOCATION White Board DESCRIPTION Providing fixing white Mark Borad of approved sample ( 3 -0 x 2 -0 ) | Nos | 1 | 1800 | 1800 | 3000 | 3000 | 1800 | 1800 | 2500 | 2500 | 7500 | 7500 | 1800 | 1800 | 1800 | 1800 | 1800 | 1800 | 1500 | 1500 | 1500 | 1500 | 1440 | 1440 | 3500 | 3500 | 3500 | 3500
81 | 7.1 | LOCATION Equipment shifting from outside airport till outlets with proper safety DESCRIPTION All Equipments (imported fabricated, RO plant, Smallwares, dry store racks, IT materials, gas detection systems, furnitures etc) | Job | 1 | 15000 | 15000 | 125000 | 125000 | 45000 | 45000 | 45000 | 45000 | 95000 | 95000 | 0 | 0 | 0 | 0 | 0 | 0 | 150000 | 150000 | 150000 | 150000 | 125000 | 125000 | 50000 | 50000 | 50000 | 50000
82 | 7.11 | LOCATION FIXING OF WHITE GOODS DESCRIPTION Fixing of white goods for BOH AND FOH AREA like Pestoflash, TVs, DMB, KDS, LCMS, Aircurtains, shelves, hooks, maps, internal signages, PVC buffers, Fire extinguishers, Carpentry works like wire manager holes, hand towel dispenser hand dryers etc. | Job | 1 | 9000 | 9000 | 15000 | 15000 | 35000 | 35000 | 10000 | 10000 | 12500 | 12500 | 0 | 0 | 0 | 0 | 0 | 0 | 18000 | 18000 | 18000 | 18000 | 15000 | 15000 | 25000 | 25000 | 25000 | 25000
83 | 7.12 | LOCATION DOOR AIR TRANSFER GRILL DESCRIPTION P F Door air transfer grill for washroom and changing room door- on both sides of door- one set to be considered for billing | Nos. | 3 | 2500 | 7500 | 2000 | 6000 | 2650 | 7950 | 2200 | 6600 | 1650 | 4950 | 2000 | 6000 | 2000 | 6000 | 2000 | 6000 | 6500 | 19500 | 6500 | 19500 | 6240 | 18720 | 3000 | 9000 | 3000 | 9000
84 | 7.13 | LOCATION HOUSEKEEPING (only for equipment s cleaning) DESCRIPTION Keeping site clean during works, deep cleaning before handing over the project. | Job | 1 | 14000 | 14000 | 50000 | 50000 | 50000 | 50000 | 15000 | 15000 | 0 | 0 | 45000 | 45000 | 45000 | 45000 | 45000 | 45000 | 45000 | 45000 | 45000 | 45000 | 36000 | 36000 | 25000 | 25000 | 25000 | 25000
85 | 7.14 | LOCATION FLEX BOARD DESCRIPTION Providing fixing Flex Board with litup ( OPENING SOON ) | Nos | 1 | 36000 | 36000 | 90000 | 90000 | 10000 | 10000 | 10000 | 10000 | 0 | 0 | 15000 | 15000 | 15000 | 15000 | 15000 | 15000 | 20000 | 20000 | 20000 | 20000 | 19200 | 19200 | 1 | 1 | 1 | 1
86 | 7.15 | LOCATION Coat Hook in Change Room DESCRIPTION Providing fixing Coat hook of approved make sample | Nos | 3 | 650 | 1950 | 450 | 1350 | 1250 | 3750 | 450 | 1350 | 1850 | 5550 | 1000 | 3000 | 1000 | 3000 | 1000 | 3000 | 750 | 2250 | 750 | 2250 | 720 | 2160 | 500 | 1500 | 500 | 1500
87 | 7.16 | LOCATION MS Work with chuckered plate for placement of RO section and tanks abvoe dish wash area DESCRIPTION Providing Fixing fabricated MS Structure using Heavy Duty Section C Sections, all the joints to be properly welded, anchored with necessary accessories, cliquets as per detail drawing and as instructed. MS section to be Powder Coating ( Black ) Complete as per drawing details Instructions by Design Team site-incharge. The cost shall be calculated based on the weight of the structure. The cost is inclusive of Powder coating fixing materials all inclusive. | Kg | 900 | 165 | 148500 | 230 | 207000 | 450 | 405000 | 180 | 162000 | 350 | 315000 | 210 | 189000 | 210 | 189000 | 210 | 189000 | 265 | 238500 | 265 | 238500 | 225 | 202500 | 340 | 306000 | 340 | 306000
88 | 7.17 | LOCATION MS Fastners DESCRIPTION Providing fixing 16mm dia M.S. fastners of approved make | Nos | 32 | 430 | 13760 | 450 | 14400 | 650 | 20800 | 350 | 11200 | 0 | 0 | 120 | 3840 | 120 | 3840 | 120 | 3840 | 1800 | 57600 | 1800 | 57600 | 1600 | 51200 | 450 | 14400 | 450 | 14400
2 |  | Plumbing Work | NOS | 1 |  | 586862 |  | 730300 |  | 606450 |  | 760306 |  | 943550 |  | 1345340 |  | 1331800 |  | 1302390 |  | 905080 |  | 905080 |  | 851226 |  | 815010 |  | 700000
89 | 1 | CPVC Pipes WATER SUPPLY PIPES
90 |  | Supply, laying, testing commissioning of FOOD GRADE CPVC pipes conforming to CTS (Copper Tube Size) SDR-11 as per (is 15778 ASTM D 2846) with necessary fittings up to the size of 50 mm dia, jointing with CPVC solvent cement of medium body IPS brand or equivalent conform. (Make – SUPREME KASTA)
91 | 1.01 | 15mm dia | R.M. | 40 | 308 | 12320 | 450 | 18000 | 450 | 18000 | 420 | 16800 | 550 | 22000 | 650 | 26000 | 650 | 26000 | 600 | 24000 | 650 | 26000 | 650 | 26000 | 617.5 | 24700 | 862.5 | 34500 | 862.5 | 34500
92 | 1.02 | 20mm dia | R.M. | 60 | 374 | 22440 | 550 | 33000 | 550 | 33000 | 448 | 26880 | 650 | 39000 | 750 | 45000 | 750 | 45000 | 700 | 42000 | 750 | 45000 | 750 | 45000 | 712.5 | 42750 | 1265 | 75900 | 1265 | 75900
93 | 2 | WATER DRAIN PIPES | [22 empty] | 0
94 |  | PVC Plastic Pipe for Drainage (Make – SUPREME KASTA) | [22 empty] | 0
95 | 2.01 | 100mm dia | R.M. | 40 | 748 | 29920 | 750 | 30000 | 380 | 15200 | 504 | 20160 | 1250 | 50000 | 1400 | 56000 | 1400 | 56000 | 1300 | 52000 | 1250 | 50000 | 1250 | 50000 | 1187.5 | 47500 | 1897.5 | 75900 | 1897.5 | 75900
96 |  | 75mm Dia | R.M. | 10 | 594 | 5940 | 700 | 7000 | 250 | 2500 | 378 | 3780 | 955 | 9550 | 1200 | 12000 | 1200 | 12000 | 1150 | 11500 | 950 | 9500 | 950 | 9500 | 902.5 | 9025 | 1265 | 12650 | 1265 | 12650
97 | 2.02 | 50mm dia | R.M. | 10 | 506 | 5060 | 600 | 6000 | 190 | 1900 | 672 | 6720 | 795 | 7950 | 1000 | 10000 | 1000 | 10000 | 950 | 9500 | 750 | 7500 | 750 | 7500 | 712.5 | 7125 | 862.5 | 8625 | 862.5 | 8625
98 | 3 | CHAMBER GRATING | [22 empty] | 0
99 | 3.01 | INSPECTION CHAMBER -Supply, Laying, Testing Commissioning of Approved SS Inspection Chamber along of Size- 300mmx300mm with SS Cover SS Grating over it. Make Jaquar Ozone. | Nos. | 5 | 4200 | 21000 | 7500 | 37500 | 10500 | 52500 | 12000 | 60000 | 12500 | 62500 | 12500 | 62500 | 12500 | 62500 | 11500 | 57500 | 8000 | 40000 | 8000 | 40000 | 7500 | 37500 | 7500 | 37500 | 7500 | 37500
100 | 3.02 | INSPECTION CHAMBER - FOR COLDROOMS Dish wash area - Supply, Laying, Testing Commissioning of Approved SS Inspection Chamber along of Size- 900mmx200mm with SS Cover SS Grating over it. Make Jaquar Ozone. | Nos. | 3 | 6500 | 19500 | 9500 | 28500 | 14500 | 43500 | 23760 | 71280 | 29500 | 88500 | 18500 | 55500 | 18500 | 55500 | 17000 | 51000 | 16000 | 48000 | 16000 | 48000 | 14500 | 43500 | 9000 | 27000 | 9000 | 27000
101 | 3.03 | INSPECTION CHAMBER Supply, Laying, Testing Commissioning of Approved SS Inspection Chamber along of Size- 400mmx400mm with SS Cover SS Grating over it. Make Jaquar Ozone. | Nos. | 1 | 7200 | 7200 | 9500 | 9500 | 12500 | 12500 | 21226 | 21226 | 15500 | 15500 | 16500 | 16500 | 16500 | 16500 | 16000 | 16000 | 15000 | 15000 | 15000 | 15000 | 12500 | 12500 | 8000 | 8000 | 8000 | 8000
102 | 4 | FLOOR TRAP | [22 empty] | 0
103 | 4.01 | Supply, Laying, Testing Commissioning of 100x100mm Floor Trap with Approved Make heavy duty round or Square. | Nos. | 9 | 1800 | 16200 | 1200 | 10800 | 650 | 5850 | 1680 | 15120 | 2250 | 20250 | 2500 | 22500 | 2500 | 22500 | 2450 | 22050 | 1200 | 10800 | 1200 | 10800 | 1140 | 10260 | 5750 | 51750 | 5750 | 51750
104 | 5 | VALVE AND TAP | [22 empty] | 0
105 | 5.01 | ANGLE VALVE -Providing Fixing Angle Valve. | Nos. | 18 | 1349 | 24282 | 1000 | 18000 | 1850 | 33300 | 840 | 15120 | 2050 | 36900 | 1100 | 19800 | 1100 | 19800 | 1100 | 19800 | 1500 | 27000 | 1500 | 27000 | 1425 | 25650 | 1955 | 35190 | 1955 | 35190
106 | 5.02 | LONG BODY TAP -Providing Fixing Sink Cock. (Make – JAQUAR OZONE) | Nos. | 12 | 2850 | 34200 | 3500 | 42000 | 2750 | 33000 | 2800 | 33600 | 7500 | 90000 | 4000 | 48000 | 4000 | 48000 | 4000 | 48000 | 3500 | 42000 | 3500 | 42000 | 3325 | 39900 | 9775 | 117300 | 9775 | 117300
107 | 5.03 | TAP -Providing Fixing Sink Cock. (Make – JAQUAR OZONE) | Nos. | 0 | 4200 |  | 0 |  | 3250 |  | 0 |  | 6500 | 0 | 0 |  | 0 | 0 | 0 |  | 0 |  | 0 | 0 | 0 |  | 14375 |  | 14375 | 0
108 | 5.04 | Gate Valves Providing Fixing CPVC Ball Valve ISI mark. (For Inlet) (Make – KITZ ZOLOTO AUDCO) 20mm Dia | Nos. | 8 | 980 | 7840 | 1200 | 9600 | 2250 | 18000 | 1190 | 9520 | 2350 | 18800 | 980 | 7840 | 980 | 7840 | 980 | 7840 | 3000 | 24000 | 3000 | 24000 | 2850 | 22800 | 2875 | 23000 | 2875 | 23000
109 | 6 | ACCESSORIES | [22 empty] | 0
110 | 6.01 | Grease Trap Providing Fixing of portable grease trap NGT-8,14,50 from Nugreen | Nos. | 4 | 28000 | 112000 | 28000 | 112000 | 22500 | 90000 | 58000 | 232000 | 48500 | 194000 | 98000 | 392000 | 98000 | 392000 | 96000 | 384000 | 45000 | 180000 | 45000 | 180000 | 42750 | 171000 | 7475 | 29900 | 7475 | 29900
111 | 6.02 | SS Sink Providing Fixing 304 Grade SS Sink of Size as per detailed drawing | Nos. | 0 | 7800 |  | 0 |  | 10500 |  | 0 |  | 0 | 0 | 0 |  | 0 | 0 | 0 |  | 0 |  | 0 | 0 | 0 |  | 25300 |  | 25300 | 0
112 | 6.03 | Bottle Trap Providing fixing 32mm CP finished Bottle Trap with wall flanges. (Make – JAQUAR OZONE) | Nos. | 2 | 3200 | 6400 | 2400 | 4800 | 1850 | 3700 | 1680 | 3360 | 2850 | 5700 | 3200 | 6400 | 3200 | 6400 | 3200 | 6400 | 8500 | 17000 | 8500 | 17000 | 8075 | 16150 | 3680 | 7360 | 3680 | 7360
113 | 6.04 | S.S. GRATING Providing Fixingof S.S. triple layer grating for the drain as per drawings. | Nos. | 3 | 650 | 1950 | 3500 | 10500 | 850 | 2550 | 9800 | 29400 | 0 | 0 | 1800 | 5400 | 1800 | 5400 | 1800 | 5400 | 8500 | 25500 | 8500 | 25500 | 8075 | 24225 | 2587.5 | 7762.5 | 2587.5 | 7762.5
114 | 6.05 | Waste Coupling Providing Waste Coupling 32mm size full thread waste coupling to be use for 3-bowl sink. (Make – JAQUAR OZONE) | Nos. | 1 | 450 | 450 | 900 | 900 | 650 | 650 | 1200 | 1200 | 2950 | 2950 | 1800 | 1800 | 1800 | 1800 | 1800 | 1800 | 5000 | 5000 | 5000 | 5000 | 4750 | 4750 | 1552.5 | 1552.5 | 1552.5 | 1552.5
115 | 6.06 | GEYSER STORAGE Geyser(Providing fixing)RACOLD Godrej MAKE | [22 empty] | 0
116 |  | 35 LTR | each | 1 | 18000 | 18000 | 22500 | 22500 | 25000 | 25000 | 18500 | 18500 | 25500 | 25500 | 25000 | 25000 | 25000 | 25000 | 24000 | 24000 | 35000 | 35000 | 35000 | 35000 | 27500 | 27500 | 28000 | 28000 | 28000 | 28000
117 |  | 15 LTR | each | 0 | 0 |  | 0 |  | 17500 |  | 0 |  | 23500 | 0 | 0 |  | 0 | 0 | 0 |  | 0 |  | 0 | 0 | 0 |  | 16225 |  | 16225 | 0
118 |  | 6LTR (INSTANT GEYSER) | each | 2 | 5500 | 11000 | 10500 | 21000 | 10500 | 21000 | 7800 | 15600 | 9500 | 19000 | 9500 | 19000 | 9500 | 19000 | 9000 | 18000 | 8500 | 17000 | 8500 | 17000 | 8075 | 16150 | 1035 | 2070 | 1035 | 2070
119 | 6.07 | PVC WATER TANK Providing Fixing of PVC water, vertical type storage tanks with lid of the approved quality Make Sintex, including making solid supported flat base as per instruction but in masonary work, and doing all connections as required. Item also inculding the lockable system require for food safety. | [22 empty] | 0
120 |  | 5000 LTR. | Each | 0 | 32000 |  | 0 |  | 0 |  | 0 |  | 0 | 0 | 0 |  | 0 | 0 | 0 |  | 40000 |  | 40000 | 0 | 38000 |  | 0 |  | 0 | 0
121 |  | 2000 LTR. | Each | 0 | 22000 |  | 0 |  | 0 |  | 0 |  | 0 | 0 | 0 |  | 0 | 0 | 0 |  | 16000 |  | 16000 | 0 | 15200 |  | 0 |  | 0 | 0
122 |  | 1000 LTR | each | 0 | 17000 |  | 0 |  | 0 |  | 0 |  | 0 | 0 | 0 |  | 0 | 0 | 0 |  | 8000 |  | 8000 | 0 | 7600 |  | 0 |  | 0 | 0
123 |  | 500 LTR | each | 1 | 9500 | 9500 | 20000 | 20000 | 8500 | 8500 | 7500 | 7500 | 12500 | 12500 | 10000 | 10000 | 10000 | 10000 | 10000 | 10000 | 6000 | 6000 | 6000 | 6000 | 5700 | 5700 | 9500 | 9500 | 9500 | 9500
124 |  | 200 ltr | each | 0 | 6500 |  | 0 |  | 0 |  | 0 |  | 0 | 0 | 0 |  | 0 | 0 | 0 |  | 4000 |  | 4000 | 0 | 3800 |  | 0 |  | 0 | 0
125 |  | SUB TOTAL OF WATER SUPPLY | [22 empty] | 0
126 | 6.08 | WATER MOTOR P f of 1HP water motor. | No | 1 | 26500 | 26500 | 9500 | 9500 | 5500 | 5500 | 5200 | 5200 | 18500 | 18500 | 39000 | 39000 | 39000 | 39000 | 38000 | 38000 | 8500 | 8500 | 8500 | 8500 | 8075 | 8075 | 51750 | 51750 | 51750 | 51750
127 | 6.09 | 03 BOWL SINK CONNECTION Providing and fixing 3-Bowl Sink Drain outlet connection with valve Drain pipe complete with all necessary fittings with NUGreen grease trap. | No | 5 | 2500 | 12500 | 5500 | 27500 | 8500 | 42500 | 8000 | 40000 | 5500 | 27500 | 45000 | 225000 | 45000 | 225000 | 44000 | 220000 | 6500 | 32500 | 6500 | 32500 | 6175 | 30875 | 5175 | 25875 | 5175 | 25875
128 | 6.1 | SINK CONNECTION Fixing Hand Wash Sink Drain outlet connection with valve Drain pipe complete with all necessary fittings. | No | 2 | 1500 | 3000 | 1800 | 3600 | 7500 | 15000 | 4500 | 9000 | 2500 | 5000 | 3500 | 7000 | 3500 | 7000 | 3500 | 7000 | 6500 | 13000 | 6500 | 13000 | 4500 | 9000 | 5175 | 10350 | 5175 | 10350
129 | 6.11 | SINK CONNECTION Providing and fixing Veg. Prep. Sink BT sink Drain outlet connection with valve Drain pipe complete with all necessary fittings. | No | 2 | 1500 | 3000 | 1800 | 3600 | 7500 | 15000 | 4500 | 9000 | 2500 | 5000 | 6500 | 13000 | 6500 | 13000 | 6500 | 13000 | 6500 | 13000 | 6500 | 13000 | 6175 | 12350 | 7475 | 14950 | 7475 | 14950
130 | 6.12 | FRESH AIR MACHINE CONNECTION Connection of fresh air overflow. Complete in all respects. | No | 1 | 6500 | 6500 | 2500 | 2500 | 8500 | 8500 | 3500 | 3500 | 9500 | 9500 | 15000 | 15000 | 15000 | 15000 | 14000 | 14000 | 15000 | 15000 | 15000 | 15000 | 14250 | 14250 | 3000 | 3000 | 3000 | 3000
131 | 6.13 | MAIN CONNECTION with airport drain line Making connection to existing sewer storm water drains including excavation,cutting of manhole walls and making good the same,modifying drain channels etc.complete in all respects. A)150 to 300 mm dia connection. | No | 1 | 8000 | 8000 | 5000 | 5000 | 9500 | 9500 | 12000 | 12000 | 18500 | 18500 | 35000 | 35000 | 35000 | 35000 | 34000 | 34000 | 15000 | 15000 | 15000 | 15000 | 14250 | 14250 | 8625 | 8625 | 8625 | 8625
132 | 6.14 | PVC 50MM DIA PIPE Providing, laying and jointing 50mm dia. PVC pipes complete (PRINCE) with PVC fittings and clamps, including cutting and making good the walls and floors, wherever necessary etc., complete. | Rm | 10 | 506 | 5060 | 350 | 3500 | 650 | 6500 | 340 | 3400 | 795 | 7950 | 1500 | 15000 | 1500 | 15000 | 1400 | 14000 | 750 | 7500 | 750 | 7500 | 712.5 | 7125 | 862.5 | 8625 | 862.5 | 8625
133 | 6.15 | CORNER WASH BASIN Providing and fixing corner China Counter top - Bowl type wash basin of size as dwg for over the counter mounting, 32mm dia C.P. waste, C.P. chain and rubber plug, 32mm C.P. cast brass bottle trap and pipe to waste pipe. Rubbic (CAT NO-91041) Hindware make | Nos | 0 | 9200 |  | 0 |  | 3500 |  | 0 |  | 0 | 0 | 0 |  | 0 | 0 | 0 |  | 0 |  | 0 | 0 | 0 |  | 7500 |  | 7500 | 0
134 | 6.16 | Pressure Pump 0.5 HP Crompton Make Pressure Pump | Nos | 1 | 48000 | 48000 | 7500 | 7500 | 3500 | 3500 | 17500 | 17500 | 16500 | 16500 | 35000 | 35000 | 35000 | 35000 | 34000 | 34000 | 8500 | 8500 | 8500 | 8500 | 8075 | 8075 | 14375 | 14375 | 14375 | 14375
135 | 6.17 | Providing fixing RO Plant 150 Litre capacitywith 500 litre Tank with entire installation and commisioning | Nos | 1 | 65000 | 65000 | 175000 | 175000 | 35000 | 35000 | 0 | 0 | 0 | 0 | 18000 | 18000 | 18000 | 18000 | 17000 | 17000 | 75000 | 75000 | 75000 | 75000 | 82000 | 82000 | 45000 | 45000 | 45000 | 45000
136 | 6.18 | Providing and fixing 15mm C.P. Single lever wall mixer for 3 Bowl Sink. (Jaguar-Continental make.) | Nos | 2 | 4200 | 8400 | 4500 | 9000 | 5500 | 11000 | 4500 | 9000 | 7500 | 15000 | 14500 | 29000 | 14500 | 29000 | 14500 | 29000 | 8500 | 17000 | 8500 | 17000 | 8075 | 16150 | 2600 | 5200 | 2600 | 5200
137 | 6.19 | Providing fixing Foot Paddle of approved make sample of approved make Jaquar continental | Nos | 2 | 2800 | 5600 | 4200 | 8400 | 4500 | 9000 | 4500 | 9000 | 18500 | 37000 | 6300 | 12600 | 6300 | 12600 | 6300 | 12600 | 7890 | 15780 | 7890 | 15780 | 7495.5 | 14991 | 3400 | 6800 | 3400 | 6800
138 | 6.2 | Providing fixing Water meter of approved make sample Jaquar continental | Nos | 1 | 9500 | 9500 | 9600 | 9600 | 7500 | 7500 | 5500 | 5500 | 23500 | 23500 | 18500 | 18500 | 18500 | 18500 | 18000 | 18000 | 12000 | 12000 | 12000 | 12000 | 10000 | 10000 | 13000 | 13000 | 13000 | 13000
139 | 6.21 | Providing fixing 2 Single spout table mounted Mixers of aspproved make sample - handwash sink. Jaquar continental | Nos | 2 | 3800 | 7600 | 6500 | 13000 | 2250 | 4500 | 5600 | 11200 | 6500 | 13000 | 7500 | 15000 | 7500 | 15000 | 7500 | 15000 | 8000 | 16000 | 8000 | 16000 | 6500 | 13000 | 2600 | 5200 | 2600 | 5200
140 |  | Providing fixing sink tap long neck - mop sink Jaquar continental | Nos | 2 | 3250 | 6500 | 3000 | 6000 | 2850 | 5700 | 3800 | 7600 | 6500 | 13000 | 9500 | 19000 | 9500 | 19000 | 9000 | 18000 | 6500 | 13000 | 6500 | 13000 | 5600 | 11200 | 2200 | 4400 | 2200 | 4400
141 | 6.22 | Providing fixing sink tap - BT sink veg prep sink Jaquar continental | Nos | 2 | 3250 | 6500 | 2500 | 5000 | 3550 | 7100 | 5320 | 10640 | 6500 | 13000 | 4000 | 8000 | 4000 | 8000 | 4000 | 8000 | 6500 | 13000 | 6500 | 13000 | 5600 | 11200 | 2200 | 4400 | 2200 | 4400
3 |  | Electrical | NOS | 1 |  | 1177611 |  | 1285833.75 |  | 1699063 |  | 1810282.5 | Regreted |  |  | 2416940 |  | 2416940 |  | 2364935 |  | 1836650 |  | 1763184 |  | 1699791 |  | 2470718 |  | 2200000
142 | 1 | MAIN Panel
143 | A | Incoming
144 |  | 1 No. 250 amps 16 kA 440 volt TPN MCCB with Thermal Magnetic overcurrent and short circuit and with following
145 | B | Metering, Indication Protection
146 | a | 1 Nos. 6 Parameter Multi Function Mater with 3 Nos. Cast Resin CTs and MCBs
147 | b | Breaker ON OFF indication Lamps
148 | c | R-Y-B indication lamps with MCBs
149 | d | ELR with CBCT
150 | C | Bus Bar
151 |  | 300 A, TPN Al. Bus Bar of suitable length having Current density 1Amp sq.mm having high conductivity electrical grade suitable to withstand symmetrical fault level of 25 kA. Neutral busbar shall be of 100% capacity.
152 | D | Outgoings
153 | a | 7 No. 63 amps 4P MCB ( Type C)
154 | b | 5 No. 20 25 32 amps 4P MCB ( Type C)
155 | c | 8 No. 32 25 amps 2P MCB ( Type C)
156 |  | Main MDB as described above |  | 1 | 31200 | 31200 | 285000 | 285000 | 143000 | 143000 | 162000 | 162000 | Regreted |  | 315000 | 315000 | 315000 | 315000 | 310000 | 310000 | 350000 | 350000 | 350000 | 350000 | 325000 | 325000 | 550000 | 550000 | 550000 | 550000
157 | 1.1 | DISTRIBUTION BOARDS | [22 empty] | 0
158 |  | Supply, erection, testing and commissioning of the following sheet steel clad wall recess mounting dust and vermin proof double door type distribution boards constructed from 16 SWG sheet steel IP 42 construction, finished with rust proof duly powder coa | [22 empty] | 0
159 |  | Note All MCBs in distribuition board for power circuits shall be of C curve | [22 empty] | 0
160 | i | Type A | [22 empty] | 0
161 |  | 1-63 amp FP MCB with 3 single phase banks each comprising of 63A DP RCCB(30 mA) and 6 nos. 6 16 20 25 amps SP 10 kA MCB(Type C) with thermal magnetic protective releases out goings. |  | 2 | 26800 | 53600 | 18150 | 36300 | 31050 | 62100 | 55000 | 110000 | Regreted |  | 39350 | 78700 | 39350 | 78700 | 37550 | 75100 | 35000 | 70000 | 35000 | 70000 | 28500 | 57000 | 46500 | 93000 | 46500 | 93000
162 | ii | Type B | [22 empty] | 0
163 |  | 1-32 amp DP MCB + DP RCCB ( 30mA) and 12 nos. 6 16 20 25 amps SP 10 kA MCB(Type C) with thermal magnetic protective releases out goings. |  | 1 | 16400 | 16400 | 10500 | 10500 | 20125 | 20125 | 30937 | 30937 | Regreted |  | 35500 | 35500 | 35500 | 35500 | 33500 | 33500 | 25000 | 25000 | 25000 | 25000 | 22500 | 22500 | 24000 | 24000 | 24000 | 24000
164 | ii | Type C | [22 empty] | 0
165 |  | 1-32 amp DP MCB + DP RCCB ( 30mA) and 8 nos. 6 16 20 25 amps SP 10 kA MCB(Type C) with thermal magnetic protective releases out goings. |  | 2 | 14200 | 28400 | 9200 | 18400 | 17250 | 34500 | 30937 | 61874 | Regreted |  | 36500 | 73000 | 36500 | 73000 | 34500 | 69000 | 25000 | 50000 | 25000 | 50000 | 21725 | 43450 | 11200 | 22400 | 11200 | 22400
166 | iv | Type D | [22 empty] | 0
167 |  | 1-25 amp DP MCB + DP RCCB ( 30mA) and 6 nos. 6 16 20 25 amps SP 10 kA MCB(Type C) with thermal magnetic protective releases out goings. | [22 empty] | 0
168 | 2 | Supply installation testing and commisioning 3.0 kVA online ( 1ph input and 1ph output) UPS with 15 Min power back up complete with in buit Static by pass switch , Mannual external maintenance by pass switch , Rectifiers , Sealed MF batteries etc as requ |  | 2 | 38000 | 76000 | 67500 | 135000 | 60950 | 121900 | 145800 | 291600 | Regreted |  | 255000 | 510000 | 255000 | 510000 | 245000 | 490000 | 65000 | 130000 | 65000 | 130000 | 75000 | 150000 | 110000 | 220000 | 110000 | 220000
169 | 3 | Supply, laying, testing commissioning of following sizes of Al Cu. conductor 1.1 kV grade, armoured, XLPE insulated FRLS LT Cables Control Cables including necessary cleats, clamps etc. (Cables shall be partly laid in Pipes, O H cable tray, on wall as | [22 empty] | 0
170 | 3.1 | 3.5C – 120.0 (Al.) FRLS Armoured XLPE Cable |  | 20 | 924 | 18480 | 1217.85 | 24357 | 1127 | 22540 | 1050 | 21000 | Regreted |  | 875 | 17500 | 875 | 17500 | 860 | 17200 | 1800 | 36000 | 1800 | 36000 | 1641.6 | 32832 | 11500 | 230000 | 11500 | 230000
171 | 3.2 | 4C – 4.0 (Cu.) FRLS Armoured XLPE Cable |  | 130 | 360 | 46800 | 448.25 | 58272.5 | 373 | 48490 | 350 | 45500 | Regreted |  | 510 | 66300 | 510 | 66300 | 510 | 66300 | 650 | 84500 | 650 | 84500 | 592.8 | 77064 | 564 | 73320 | 564 | 73320
172 | 3.3 | 3C – 4.0 (Cu.) FRLS Armoured XLPE Cable |  | 50 | 291 | 14550 | 293.75 | 14687.5 | 345 | 17250 | 294 | 14700 | Regreted |  | 475 | 23750 | 475 | 23750 | 450 | 22500 | 600 | 30000 | 600 | 30000 | 547.2 | 27360 | 385 | 19250 | 385 | 19250
173 | 4 | Supply, erection, testing commissioning of following sizes of cable end terminations with Double compression gland for 1.1 kV grade, XLPE insulated, Al Cu Conductor cable | [22 empty] | 0
174 | 4.1 | 3.5C – 120.0 (Al.) FRLS Armoured XLPE Cable |  | 2 | 1100 | 2200 | 2935 | 5870 | 1090 | 2180 | 812 | 1624 | Regreted |  | 2850 | 5700 | 2850 | 5700 | 2650 | 5300 | 1500 | 3000 | 1500 | 3000 | 1368 | 2736 | 2800 | 5600 | 2800 | 5600
175 | 4.2 | 4C – 4.0 (Cu.) FRLS Armoured XLPE Cable |  | 4 | 880 | 3520 | 498 | 1992 | 520 | 2080 | 168 | 672 | Regreted |  | 2250 | 9000 | 2250 | 9000 | 2150 | 8600 | 950 | 3800 | 950 | 3800 | 866 | 3464 | 645 | 2580 | 645 | 2580
176 | 4.3 | 3C – 4.0 (Cu.) FRLS Armoured XLPE Cable |  | 4 | 750 | 3000 | 488 | 1952 | 345 | 1380 | 126 | 504 | Regreted |  | 2050 | 8200 | 2050 | 8200 | 2050 | 8200 | 950 | 3800 | 950 | 3800 | 866 | 3464 | 460 | 1840 | 460 | 1840
177 | 5 | Wiring for DB Submains with PVC insulated stranded copper conductor 1100 volt grade wires (FRLS) in surface concealed MS surface concealed conduit including cost of providing saddles etc as required for surface conduiting and or cost of cutting and fillin | [22 empty] | 0
178 | 5.1 | 4 x 16 sq.mm + 2 No. 6.0 Sq. mm in 40 mm dia MS Conduit |  | 95 | 355 | 33725 | 1124.75 | 106851.25 | 2415 | 229425 | 1362 | 129390 | Regreted |  | 1175 | 111625 | 1175 | 111625 | 1150 | 109250 | 1200 | 114000 | 1200 | 114000 | 1094.4 | 103968 | 1400 | 133000 | 1400 | 133000
179 | 5.2 | 4 x 6 sq.mm + 2 No. 4.0 Sq. mm in 32 mm dia MS Conduit |  | 22 | 325 | 7150 | 632.5 | 13915 | 1665 | 36630 | 850 | 18700 | Regreted |  | 890 | 19580 | 890 | 19580 | 870 | 19140 | 650 | 14300 | 650 | 14300 | 592.8 | 13041.6 | 1058 | 23276 | 1058 | 23276
180 | 5.3 | 2 x 6 sq.mm + 1 No. 4 Sq. mm in 25 mm dia MS Conduit |  | 90 | 278 | 25020 | 304.75 | 27427.5 | 860 | 77400 | 280 | 25200 | Regreted |  | 475 | 42750 | 475 | 42750 | 470 | 42300 | 550 | 49500 | 550 | 49500 | 501.6 | 45144 | 529 | 47610 | 529 | 47610
181 | 5.4 | 2 x 4 sq.mm + 1 No. 2.5 Sq. mm in 25 mm dia MS Conduit |  | 290 | 255 | 73950 | 258.75 | 75037.5 | 460 | 133400 | 180 | 52200 | Regreted |  | 360 | 104400 | 360 | 104400 | 350 | 101500 | 450 | 130500 | 450 | 130500 | 410.4 | 119016 | 462 | 133980 | 462 | 133980
182 | 6 | Supplying and laying of the following earthing clamped to wall with suitable clamps saddles and fixing bolts in ground including the cost of digging and back filling as required and complete as required to comply with IS 3043 1987. All copper joints shal | [22 empty] | 0
183 | 6.1 | 50X6 mm GI Strip |  | 10 | 225 | 2250 | 547.5 | 5475 | 520 | 5200 | 504 | 5040 | Regreted |  | 450 | 4500 | 450 | 4500 | 450 | 4500 | 180 | 1800 | 180 | 1800 | 164.16 | 1641.6 | 525 | 5250 | 525 | 5250
184 | 6.2 | 25X6 mm GI Strip |  | 20 | 192 | 3840 | 425.5 | 8510 | 460 | 9200 | 252 | 5040 | Regreted |  | 280 | 5600 | 280 | 5600 | 280 | 5600 | 150 | 3000 | 150 | 3000 | 136.8 | 2736 | 225 | 4500 | 225 | 4500
185 | 6.3 | 25X3 mm GI Strip |  | 140 | 132 | 18480 | 316.75 | 44345 | 275 | 38500 | 195 | 27300 | Regreted |  | 250 | 35000 | 250 | 35000 | 240 | 33600 | 110 | 15400 | 110 | 15400 | 100.32 | 14044.8 | 205 | 28700 | 205 | 28700
186 | 6.4 | 8 SWG Copper Wire |  | 70 | 71 | 4970 | 63.25 | 4427.5 | 255 | 17850 | 70 | 4900 | Regreted |  | 130 | 9100 | 130 | 9100 | 130 | 9100 | 150 | 10500 | 150 | 10500 | 136.8 | 9576 | 210 | 14700 | 210 | 14700
187 | 6.5 | 8 SWG GI Wire |  | 100 | 32 | 3200 | 33.5 | 3350 | 125 | 12500 | 18 | 1800 | Regreted |  | 65 | 6500 | 65 | 6500 | 70 | 7000 | 90 | 9000 | 90 | 9000 | 82.08 | 8208 | 35 | 3500 | 35 | 3500
188 | 6.6 | 1 Core 6.0 Sq. Mm FRLS Green Wire |  | 60 | 92 | 5520 | 97.75 | 5865 | 125 | 7500 | 85 | 5100 | Regreted |  | 122 | 7320 | 122 | 7320 | 120 | 7200 | 250 | 15000 | 250 | 15000 | 228 | 13680 | 105 | 6300 | 105 | 6300
189 | 7 | Supply, erection, testing commissioning of prefabricated GI Perforated type cable trays including Tees Bends Crossing Reducers Couping to be laid in cable trench, overhead on wall or hanged from ceiling complete with all accessories as require | [22 empty] | 0
190 | 7.1 | 150 mm x 40 x 40 x 2 mm thick |  | 85 | 0 | 0 | 776.25 | 65981.25 | 550 | 46750 | 750 | 63750 | Regreted |  | 690 | 58650 | 690 | 58650 | 680 | 57800 | 750 | 63750 | 750 | 63750 | 684 | 58140 | 975 | 82875 | 975 | 82875
191 | 7.2 | 300 mm x 40 x 40 x 2 mm thick |  | 35 | 1144 | 40040 | 1116.75 | 39086.25 | 1090 | 38150 | 1150 | 40250 | Regreted |  | 890 | 31150 | 890 | 31150 | 890 | 31150 | 1200 | 42000 | 1200 | 42000 | 1094.4 | 38304 | 1400 | 49000 | 1400 | 49000
192 | 8 | Wiring for MCB controlled normal primary light points Wall Point Floor Point with 1.5 sq. mm PVC insulated stranded copper conductor 1100 Volt grade FRLS wires in 25 mm dia 16 SWG MS conduit in wall ceiling including cost of cutting and filling chases |  | 9 | 2200 | 19800 | 1450 | 13050 | 2070 | 18630 | 3132 | 28188 | Regreted |  | 3800 | 34200 | 3800 | 34200 | 3800 | 34200 | 3000 | 27000 | 3000 | 27000 | 2736 | 24624 | 3924 | 35316 | 3924 | 35316
193 | 9 | Wiring for secondary MCB controlled normal light points Wall Point Floor Point( Looped from above point) with 2.5 sq. mm PVC insulated stranded copper conductor 1100 Volt grade FRLS wires in 25 mm 16 SWG MS conduit in wall ceiling including cost of c |  | 14 | 1012 | 14168 | 550 | 7700 | 1380 | 19320 | 6302 | 88228 | Regreted |  | 2250 | 31500 | 2250 | 31500 | 2250 | 31500 | 3000 | 42000 | 3000 | 42000 | 2736 | 38304 | 1645 | 23030 | 1645 | 23030
194 | 10 | Wiring for MCB controlled Emergency primary light points Wall Point Floor Point with 1.5 sq. mm PVC insulated stranded copper conductor 1100 Volt grade FRLS wires in 25 mm dia 16 SWG MS conduit in wall ceiling including cost of cutting and filling cha |  | 1 | 4400 | 4400 | 1450 | 1450 | 2070 | 2070 | 5800 | 5800 | Regreted |  | 4010 | 4010 | 4010 | 4010 | 4010 | 4010 | 3450 | 3450 | 3450 | 3450 | 3149.8 | 3149.8 | 3924 | 3924 | 3924 | 3924
195 | 11 | Wiring for secondary MCB controlled Emergency light points Wall Point Floor Point( Looped from above point) with 1.5 sq. mm PVC insulated stranded copper conductor 1100 Volt grade FRLS wires in 25 mm 16 SWG MS conduit in wall ceiling including cost o |  | 5 | 3050 | 15250 | 550 | 2750 | 1380 | 6900 | 3852 | 19260 | Regreted |  | 2890 | 14450 | 2890 | 14450 | 2890 | 14450 | 3000 | 15000 | 3000 | 15000 | 2736 | 13680 | 3924 | 19620 | 3924 | 19620
196 | 12 | Wiring for switch controlled primary light points with 2.5 sq. mm PVC insulated stranded copper conductor 1100 Volt grade wires (FRLS) in 25 mm dia 16 SWG MS concealed surface conduit including cost of cutting and filling chases for recessed conduiting a |  | 3 | 4400 | 13200 | 1100 | 3300 | 1955 | 5865 | 6303 | 18909 | Regreted |  | 4105 | 12315 | 4105 | 12315 | 4005 | 12015 | 3000 | 9000 | 3000 | 9000 | 2736 | 8208 | 3680 | 11040 | 3680 | 11040
197 | 13 | Wiring for secondary Switch controlled light points ( Looped from above point) with 1.5 sq. mm PVC insulated stranded copper conductor 1100 Volt grade FRLS wires in 25 mm dia 16 SWG MS concealed surface conduit including cost of cutting and filling chase |  | 1 | 3080 | 3080 | 550 | 550 | 1380 | 1380 | 3915 | 3915 | Regreted |  | 2250 | 2250 | 2250 | 2250 | 2250 | 2250 | 3000 | 3000 | 3000 | 3000 | 2500 | 2500 | 1645 | 1645 | 1645 | 1645
198 | 14 | Wiring for a 5 pin 240 volt 6 amp single phase and neutral switch socket outlet with 2.5 sq. mm PVC insulated stranded copper conductor 1100 Volt grade wires (FRLS) in 25mm dia 16 SWG MS conduit in wall ceiling including cost of providing circuit wirin |  | 9 | 5250 | 47250 | 1380 | 12420 | 2415 | 21735 | 6697 | 60273 | Regreted |  | 4140 | 37260 | 4140 | 37260 | 4040 | 36360 | 3000 | 27000 | 3000 | 27000 | 2650 | 23850 | 5710 | 51390 | 5710 | 51390
199 | 15 | Wiring same as in Item 14 above looped from an adjacent 6 amp switch socket outlet as required and providing and fixing of a modular type 5 pin 240 Volt 6 amp shuttered socket outlet and a modular type 6 amp 240 Volt single pole switch in a recessed GI bo |  | 16 | 3423 | 54768 | 1450 | 23200 | 1265 | 20240 | 3481 | 55696 | Regreted |  | 3310 | 52960 | 3310 | 52960 | 3310 | 52960 | 3000 | 48000 | 3000 | 48000 | 2650 | 42400 | 2300 | 36800 | 2300 | 36800
200 | 15 | Same as above but switch and socket provided at separate location including wiring berween switch and socket and complete as required | [22 empty] | 0
201 | 17 | Wiring for 6 pin 240 volt 16 amp single phase and neutral switch socket outlets (1 outlet wired on 1 circuit) with 2.5 sq. mm PVC insulated stranded copper conductor 1100 volt grade wires (FRLS) in 25mm dia 16 SWG MS conduit in wall Ceiling including t |  | 7 | 3250 | 22750 | 1495 | 10465 | 2760 | 19320 | 6812 | 47684 | Regreted |  | 3940 | 27580 | 3940 | 27580 | 3900 | 27300 | 3500 | 24500 | 3500 | 24500 | 3150 | 22050 | 6300 | 44100 | 6300 | 44100
202 | 18 | Wiring for 6 pin 240 volt 16 amp single phase and neutral switch socket outlets (1 outlet wired on 1 circuit) with 4.0 sq. mm PVC insulated stranded copper conductor 1100 volt grade wires (FRLS) in 25mm dia 16 SWG MS conduit in wall Ceiling including t |  | 5 | 3800 | 19000 | 1668 | 8340 | 3220 | 16100 | 8421 | 42105 | Regreted |  | 4710 | 23550 | 4710 | 23550 | 4610 | 23050 | 3500 | 17500 | 3500 | 17500 | 3150 | 15750 | 7900 | 39500 | 7900 | 39500
203 | 19 | Wiring for 6 pin 240 volt 16 amp single phase and neutral switch socket outlets (2 outlets wired on 1 circuit) with PVC insulated stranded copper conductor 1100 volt grade wires (FRLS), 4.0 sq mm upto the first outlet and 2.5 sq mm from first to the secon |  | 3 | 4400 | 13200 | 1785 | 5355 | 3450 | 10350 | 8420 | 25260 | Regreted |  | 5080 | 15240 | 5080 | 15240 | 4900 | 14700 | 3500 | 10500 | 3500 | 10500 | 3150 | 9450 | 10400 | 31200 | 10400 | 31200
204 | 20.1 | Wiring for primary switch board consisting of 3 Nos. 5 pin 240 volt 6 amp single phase and neutral switch socket outlets with 1 Nos.16A switch with PVC insulated stranded copper conductor 1100 volt grade wires (FRLS), 2.5 sq FRLS copper wire mm in 25mm |  | 4 | 5250 | 21000 | 1899 | 7596 | 4140 | 16560 | 6697 | 26788 | Regreted |  | 4650 | 18600 | 4650 | 18600 | 4650 | 18600 | 3500 | 14000 | 3500 | 14000 | 3150 | 12600 | 10400 | 41600 | 10400 | 41600
205 | 20.2 | Wiring for secondary switch board ( Looped from Above) consisting of 3 Nos. 5 pin 240 volt 6 amp single phase and neutral switch socket outlets with 1 Nos. 16A switch with PVC insulated stranded copper conductor 1100 volt grade wires (FRLS), 2.5 sq FRLS |  | 1 | 3080 | 3080 | 1668 | 1668 | 2530 | 2530 | 3852.5 | 3852.5 | Regreted |  | 4250 | 4250 | 4250 | 4250 | 4250 | 4250 | 3500 | 3500 | 3500 | 3500 | 3192 | 3192 | 6400 | 6400 | 6400 | 6400
206 | 21 | Supply installation testing and fixing 3 pin 16A 20A , 240V , single Phase metal Clad industrial socket outlet with 16A 20A DP MCB and complete in all respects( Wiring Excluded from scope of this item) |  | 17 | 3800 | 64600 | 2750 | 46750 | 2530 | 43010 | 2157 | 36669 | Regreted |  | 10500 | 178500 | 10500 | 178500 | 10500 | 178500 | 5000 | 85000 | 5000 | 85000 | 4560 | 77520 | 3020 | 51340 | 3020 | 51340
207 | 22 | Supply installation testing and fixing 3 pin 25A 32A , 240V , single Phase metal Clad industrial socket outlet with 25A 32A DP MCB and complete in all respects( Wiring Excluded from scope of this item) |  | 7 | 4800 | 33600 | 3165 | 22155 | 2875 | 20125 | 2588 | 18116 | Regreted |  | 11500 | 80500 | 11500 | 80500 | 11500 | 80500 | 5000 | 35000 | 5000 | 35000 | 4560 | 31920 | 4036 | 28252 | 4036 | 28252
208 | 23 | Supply installation testing and fixing 3 pin 40A , 240V , single Phase metal Clad industrial socket outlet with 40A DP MCB and complete in all respects( Wiring Excluded from scope of this item) | [22 empty] | 0
209 | 24 | Supply installation testing and fixing 5 pin 32A , 415V , Three Phase metal Clad industrial socket outlet with 32A FP MCB and complete in all respects( Wiring Excluded from scope of this item) |  | 1 | 5500 | 5500 | 6425 | 6425 | 15525 | 15525 | 10350 | 10350 | Regreted |  | 15500 | 15500 | 15500 | 15500 | 15500 | 15500 | 6000 | 6000 | 6000 | 6000 | 5472 | 5472 | 15200 | 15200 | 15200 | 15200
210 | 25 | Supply installation testing and fixing 5 pin 63A , 415V , three Phase metal Clad industrial socket outlet with 63A FP MCB and complete in all respects( Wiring Excluded from scope of this item) |  | 3 | 6800 | 20400 | 6655 | 19965 | 17825 | 53475 | 18700 | 56100 | Regreted |  | 16500 | 49500 | 16500 | 49500 | 16500 | 49500 | 6000 | 18000 | 6000 | 18000 | 5472 | 16416 | 15200 | 45600 | 15200 | 45600
211 | 26.1 | Supply and Installation of following in wall mounted MS enclosure | [22 empty] | 0
212 | i | 32A 25A DP RCBO |  | 5 | 10520 | 52600 | 4025 | 20125 | 7475 | 37375 | 3500 | 17500 | Regreted |  | 7500 | 37500 | 7500 | 37500 | 7500 | 37500 | 4500 | 22500 | 4500 | 22500 | 4104 | 20520 | 8400 | 42000 | 8400 | 42000
213 | 26.2 | Supply and Installation of following in IP 67 Rated Poly carbonate Enclosure | [22 empty] | 0
214 | i | 25A FP MCB + RCCB (300 mA) |  | 2 | 10120 | 20240 | 6325 | 12650 | 10925 | 21850 | 3500 | 7000 | Regreted |  | 12500 | 25000 | 12500 | 25000 | 12500 | 25000 | 4500 | 9000 | 4500 | 9000 | 4104 | 8208 | 5300 | 10600 | 5300 | 10600
215 | 27 | Supply and installation of flush mounted (Enhanced Category 6T 568 A or B) outlets with 2 mm thick GI box complete including cutting, chases, fixing of GI boxes and making good. The plastic shall be high impact, flame-retardant, UL rate thermoplastic. | [22 empty] | 0
216 | i | Single outlet face plate with RJ-45 Jack with information outlet |  | 14 | 1550 | 21700 | 525 | 7350 | 690 | 9660 | 762 | 10668 | Regreted |  | 1250 | 17500 | 1250 | 17500 | 1250 | 17500 | 850 | 11900 | 850 | 11900 | 775.2 | 10852.8 | 1075 | 15050 | 1075 | 15050
217 | ii | Duplex outlet face plate with RJ-45 Jack with information outlet |  | 4 | 2200 | 8800 | 750 | 3000 | 977 | 3908 | 1180 | 4720 | Regreted |  | 1500 | 6000 | 1500 | 6000 | 1500 | 6000 | 850 | 3400 | 850 | 3400 | 775.2 | 3100.8 | 600 | 2400 | 600 | 2400
218 | 28 | Supply, installation, testing, commissioning and laying of Category 6A cable in existing conduits raceways including Numbering-ferruling, bunching, tagging, computerised labeling of utp cable , Input Output termination Punching at both the ends , ( |  | 225 | 210 | 47250 | 86.5 | 19462.5 | 85 | 19125 | 76 | 17100 | Regreted |  | 150 | 33750 | 150 | 33750 | 130 | 29250 | 110 | 24750 | 110 | 24750 | 100.32 | 22572 | 275 | 61875 | 275 | 61875
219 | 29 | Supplying,installation and commisioning of CAT-6A patch cords 2 mtrs. |  | 25 | 415 | 10375 | 320 | 8000 | 575 | 14375 | 550 | 13750 | Regreted |  | 1500 | 37500 | 1500 | 37500 | 1500 | 37500 | 1000 | 25000 | 1000 | 25000 | 912 | 22800 | 625 | 15625 | 625 | 15625
220 | 30 | Supplying,installation and commisioning of CAT-6A patch cords 1 mtr. |  | 25 | 315 | 7875 | 210 | 5250 | 460 | 11500 | 490 | 12250 | Regreted |  | 1500 | 37500 | 1500 | 37500 | 1500 | 37500 | 1500 | 37500 | 1500 | 37500 | 1368 | 34200 | 550 | 13750 | 550 | 13750
221 | 31 | Supply , fixing Laying 16 SWG MS conduits on surface or concealed complete with PVC junction boxes, cover plates, bends, saddles, base and other accessories all made in PVC with GI screws as required to complete the job. . | [22 empty] | 0
222 | i | 25 mm dia 16 SWG MS conduit |  | 60 | 135 | 8100 | 97.75 | 5865 | 175 | 10500 | 282 | 16920 | Regreted |  | 160 | 9600 | 160 | 9600 | 160 | 9600 | 150 | 9000 | 150 | 9000 | 136.8 | 8208 | 223 | 13380 | 223 | 13380
223 | ii | 20 mm dia 16 SWG MS conduit |  | 100 | 125 | 12500 | 86.65 | 8665 | 155 | 15500 | 232 | 23200 | Regreted |  | 140 | 14000 | 140 | 14000 | 140 | 14000 | 140 | 14000 | 140 | 14000 | 127.68 | 12768 | 196 | 19600 | 196 | 19600
224 | 32 | Installation of following light fixtures including connections and complete in all respects | [22 empty] | 0
225 | i | 25 15 12Watt Recessed Down Lighter |  | 15 | 1470 | 22050 | 175 | 2625 | 2070 | 31050 | 300 | 4500 | Regreted |  | 350 | 5250 | 350 | 5250 | 350 | 5250 | 500 | 7500 | 500 | 7500 | 456 | 6840 | 350 | 5250 | 350 | 5250
226 | ii | Signage |  | 5 | 5250 | 26250 | 200 | 1000 | 8625 | 43125 | 1500 | 7500 | Regreted |  | 300 | 1500 | 300 | 1500 | 300 | 1500 | 3500 | 17500 | 3500 | 17500 | 3192 | 15960 | 300 | 1500 | 300 | 1500
227 | iii | 600mmX600mm 36-48 W LED Light |  | 12 | 1890 | 22680 | 300 | 3600 | 4140 | 49680 | 500 | 6000 | Regreted |  | 650 | 7800 | 650 | 7800 | 650 | 7800 | 400 | 4800 | 400 | 4800 | 364.8 | 4377.6 | 500 | 6000 | 500 | 6000
228 | iv | 2 X 26W LED FTL |  | 3 | 2450 | 7350 | 650 | 1950 | 2070 | 6210 | 300 | 900 | Regreted |  | 350 | 1050 | 350 | 1050 | 350 | 1050 | 500 | 1500 | 500 | 1500 | 456 | 1368 | 250 | 750 | 250 | 750
229 | v | LED Strip Light |  | 10 | 2250 | 22500 | 55 | 550 | 402 | 4020 | 200 | 2000 | Regreted |  | 200 | 2000 | 200 | 2000 | 200 | 2000 | 500 | 5000 | 500 | 5000 | 456 | 4560 | 230 | 2300 | 230 | 2300
4 |  | Fire Panel | NOS | 1 |  | 114600 |  | 58800 |  | 71470 |  | 55649 | Regreted |  |  | 95920 |  | 92000 |  | 84980 |  | 283500 |  | 283500 |  | 0 |  | 147591 |  | 147591
230 | 1 | R1 (RESPONSE INDICATORS)
231 |  | Providing and fixing electrically operated flow indicating mechanical foam type (ISI marked) Response indicators are connected to automatic fire detectors in order to indicate quickly the source of an alarm signal from detectors which are not easily accessible or visible. They light up as soon as the connected fire detector gives an alarm.(Wiring from switches to panel and stair case pressurization not included) | Nos | 2 | 450 | 900 | 200 | 400 | 650 | 1300 | 207 | 414 | Regreted |  | 5500 | 11000 | 5500 | 11000 | 550 | 1100 | 6500 | 13000 | 6500 | 13000 |  | 0 | 488.75 | 977.5 | 488.75 | 977.5
232 | 2 | HD (HEAT DETECTOR) INSTALL NEAR HOOD
233 |  | Providing and fixing electrically operated flow indicating mechanical foam type (ISI marked) A heat detector is a fire alarm device designed to respond when the convected thermal energy of a fire increases the temperature of a heat sensitive element. The thermal mass and conductivity of the element regulate the rate flow of heat into the element. All heat detectors have this thermal lag (Wiring from switches to panel and stair case pressurization not included) (Edwards Apollo) | Nos | 2 | 5750 | 11500 | 2500 | 5000 | 3500 | 7000 | 4457 | 8914 | Regreted |  | 5500 | 11000 | 5500 | 11000 | 5000 | 10000 | 6500 | 13000 | 6500 | 13000 |  | 0 | 8165 | 16330 | 8165 | 16330
234 | 4 | MCP (MANUAL CALL POINT)
235 |  | Providing and fixing electrically operated flow indicating mechanical foam type (ISI marked) Manual call points are used to initiate an alarm signal, and operate by means of a simple button press or when glass is broken revealing a button. They can form part of a manual alarm system or an automatic alarm system.Model Edwards Apollo and FM approved with GI mounting Box | Nos | 1 | 6250 | 6250 | 3750 | 3750 | 750 | 750 | 5340 | 5340 | Regreted |  | 4530 | 4530 | 4530 | 4530 | 4500 | 4500 | 12000 | 12000 | 12000 | 12000 |  | 0 | 7647.5 | 7647.5 | 7647.5 | 7647.5
236 | 5 | H (HOOTER)
237 |  | Providing and fixing electrically operated flow indicating mechanical foam type (ISI marked) Fire Alarm Systems. A fire alarm system is a electrical electronic system which is connected with many type of devices such as main panel, smoke heat detectors, mcp, sounder etc.. to detect the fire event by indiacating audio or visualize signal at the main or individual devices.Model Edwards Apollo with GI mounting Box | Nos | 1 | 2250 | 2250 | 4550 | 4550 | 1860 | 1860 | 1219 | 1219 | Regreted |  | 4310 | 4310 | 4310 | 4310 | 4300 | 4300 | 15000 | 15000 | 15000 | 15000 |  | 0 | 8268.5 | 8268.5 | 8268.5 | 8268.5
238 | 6 | SD (SMOKE DETECTOR ABOVE CEILING)
239 |  | Providing and fixing electrically operated flow indicating mechanical foam type (ISI marked) An optical smoke detector. Smoke enters through the slits around the side, triggering an electronic horn, which sounds through the large circular opening on the right. The dark circle in the middle is a test button with a built-in LED that flashes to show the detector is working okay.Model Edwards Apollo. | NOS | 4 | 5750 | 23000 | 2750 | 11000 | 3850 | 15400 | 1610 | 6440 | Regreted |  | 4100 | 16400 | 4100 | 16400 | 4100 | 16400 | 6500 | 26000 | 6500 | 26000 |  | 0 | 7647.5 | 30590 | 7647.5 | 30590
240 | 7 | SD (SMOKE DETECTOR BELOW CEILING)
241 |  | Providing and fixing electrically operated flow indicating mechanical foam type (ISI marked) An optical smoke detector. Smoke enters through the slits around the side, triggering an electronic horn, which sounds through the large circular opening on the right. The dark circle in the middle is a test button with a built-in LED that flashes to show the detector is working okay. Model Edwards Apollo. | NOS | 6 | 5750 | 34500 | 2750 | 16500 | 3860 | 23160 | 1610 | 9660 | Regreted |  | 4100 | 24600 | 4100 | 24600 | 4100 | 24600 | 6500 | 39000 | 6500 | 39000 |  | 0 | 7647.5 | 45885 | 7647.5 | 45885
242 | 8 | MSD (MULTI SENSOR DETECTOR BELOW CEILING)
243 |  | Providing and fixing electrically operated flow indicating mechanical foam type (ISI marked) An optical smoke detector. Smoke enters through the slits around the side, triggering an electronic horn, which sounds through the large circular opening on the right. The dark circle in the middle is a test button with a built-in LED that flashes to show the detector is working okay. Model Edwards Apollo. | NOS | 1 | 9500 | 9500 | 3250 | 3250 | 4500 | 4500 | 5175 | 5175 | Regreted |  | 4530 | 4530 | 4530 | 4530 | 4530 | 4530 | 150000 | 150000 | 150000 | 150000 |  | 0 | 8165 | 8165 | 8165 | 8165
244 | 9 | FIRE ALARM SYSTEM LOOPING | RMT. | 60 | 195 | 11700 | 175 | 10500 | 200 | 12000 | 180 | 10800 | Regreted |  | 250 | 15000 | 250 | 15000 | 250 | 15000 | 150 | 9000 | 150 | 9000 |  | 0 | 379.5 | 22770 | 379.5 | 22770
245 | 10 | MONITOR MODULE
246 |  | Providing and fixing Emonitor module . Model Edwards FMM-1 flash scan type UL listed and FM approved. | NOS | 1 | 15000 | 15000 | 3850 | 3850 | 5500 | 5500 | 7687 | 7687 | Regreted |  | 4550 | 4550 | 4550 | 4550 | 4550 | 4550 | 6500 | 6500 | 6500 | 6500 |  | 0 | 6957.5 | 6957.5 | 6957.5 | 6957.5
5 |  | Fire Sprinkler System | NOS | 1 |  | 167012 |  | 180730 |  | 168500 |  | 177482 | Regreted |  |  | 219848 |  | 219848 |  | 219098 |  | 340620 |  | 340620 |  | 0 |  | 294026 |  | 294026
247 | 1 | Providing, Laying, Jointing Testing of Pipes for Sprinkler System - G.I Pipe confirming IS Codes Class `C Heavy Pipe with necessary support anchore fastening from slab.
248 | a. | 25 mm dia | Rft. | 25 | 704 | 17600 | 950 | 23750 | 750 | 18750 | 308 | 7700 | Regreted |  | 950 | 23750 | 950 | 23750 | 950 | 23750 | 1800 | 45000 | 1800 | 45000 |  | 0 | 871 | 21775 | 871 | 21775
249 | b. | 32 mm dia | Rft. | 8 | 968 | 7744 | 1350 | 10800 | 820 | 6560 | 371 | 2968 | Regreted |  | 1250 | 10000 | 1250 | 10000 | 1250 | 10000 | 2400 | 19200 | 2400 | 19200 |  | 0 | 1131.6 | 9052.8 | 1131.6 | 9052.8
250 | c. | 40 mm dia | Rft. | 20 | 1144 | 22880 | 1675 | 33500 | 970 | 19400 | 435 | 8700 | Regreted |  | 1850 | 37000 | 1850 | 37000 | 1850 | 37000 | 2800 | 56000 | 2800 | 56000 |  | 0 | 1588.15 | 31763 | 1588.15 | 31763
251 | d. | 50 mm dia | Rft. | 0 | 1320 |  | 0 |  | 1050 |  | 0 |  | Regreted |  | 0 |  | 0 | 0 | 0 |  | 3000 |  | 3000 | 0 |  |  | 1802.05 |  | 1802.05 | 0
252 | e. | 65mm dia | Rft. | 15 | 1452 | 21780 | 2200 | 33000 | 1250 | 18750 | 585 | 8775 | Regreted |  | 2650 | 39750 | 2650 | 39750 | 2650 | 39750 | 3500 | 52500 | 3500 | 52500 |  | 0 | 2265.5 | 33982.5 | 2265.5 | 33982.5
253 | 2 | Synthetic Enamel Paint.
254 | a. | 25 mm dia | Rft. | 25 | 48 | 1200 | 25 | 625 | 30 | 750 | 15 | 375 | Regreted |  | 50 | 1250 | 50 | 1250 | 50 | 1250 | 90 | 2250 | 90 | 2250 |  | 0 | 276 | 6900 | 276 | 6900
255 | b. | 32 mm dia | Rft. | 8 | 56 | 448 | 35 | 280 | 30 | 240 | 18 | 144 | Regreted |  | 80 | 640 | 80 | 640 | 80 | 640 | 90 | 720 | 90 | 720 |  | 0 | 310.5 | 2484 | 310.5 | 2484
256 | c. | 40 mm dia | Rft. | 20 | 68 | 1360 | 35 | 700 | 35 | 700 | 18 | 360 | Regreted |  | 100 | 2000 | 100 | 2000 | 100 | 2000 | 110 | 2200 | 110 | 2200 |  | 0 | 345 | 6900 | 345 | 6900
257 | e. | 65mm dia | Rft. | 15 | 72 | 1080 | 45 | 675 | 40 | 600 | 22 | 330 | Regreted |  | 150 | 2250 | 150 | 2250 | 150 | 2250 | 150 | 2250 | 150 | 2250 |  | 0 | 414 | 6210 | 414 | 6210
258 | 3 | Providing Fixing of Butterfly Valve.
259 | b. | 80 mm dia | No. | 1 | 6530 | 6530 | 15500 | 15500 | 7500 | 7500 | 5600 | 5600 | Regreted |  | 12500 | 12500 | 12500 | 12500 | 12500 | 12500 | 6500 | 6500 | 6500 | 6500 |  | 0 | 16262.15 | 16262.15 | 16262.15 | 16262.15
260 | 4 | Providing Fixing of Ball Valve.
261 | f. | 80 mm dia | No. | 1 | 4250 | 4250 | 11500 | 11500 | 12500 | 12500 | 5400 | 5400 | Regreted |  | 16000 | 16000 | 16000 | 16000 | 15250 | 15250 | 8500 | 8500 | 8500 | 8500 |  | 0 | 44607.35 | 44607.35 | 44607.35 | 44607.35
262 | 5 | HEADER FITTING.
263 | a. | Flow Switch | No. | 1 | 15500 | 15500 | 3500 | 3500 | 2250 | 2250 | 9100 | 9100 | Regreted |  | 12500 | 12500 | 12500 | 12500 | 12500 | 12500 | 12500 | 12500 | 12500 | 12500 |  | 0 | 6095 | 6095 | 6095 | 6095
264 | b | Pressure Gauge | No. | 1 | 2200 | 2200 | 3800 | 3800 | 3500 | 3500 | 3640 | 3640 | Regreted |  | 4500 | 4500 | 4500 | 4500 | 4500 | 4500 | 4500 | 4500 | 4500 | 4500 |  | 0 | 3162.5 | 3162.5 | 3162.5 | 3162.5
265 | c | Air Release Valve | No. | 1 | 3200 | 3200 | 1200 | 1200 | 4000 | 4000 | 3500 | 3500 | Regreted |  | 5500 | 5500 | 5500 | 5500 | 5500 | 5500 | 12500 | 12500 | 12500 | 12500 |  | 0 | 3707.6 | 3707.6 | 3707.6 | 3707.6
266 | d | 80 mm dia NRV | No. | 1 | 14800 | 14800 | 3000 | 3000 | 7500 | 7500 | 11250 | 11250 | Regreted |  | 9400 | 9400 | 9400 | 9400 | 9400 | 9400 | 4500 | 4500 | 4500 | 4500 |  | 0 | 28823.6 | 28823.6 | 28823.6 | 28823.6
267 | 7 | Providing Fixing C.P. Brass 79 degree(QR) Quartzoid Bulb Sprinklers. Make Tyco viking temp rating standard coverage discharge coefficent k- 6.6 quick response UL listed EN approved for high temperature area in Kitchen temprating shall be 79degre
268 | a. | Pendant Type | No. | 12 | 970 | 11640 | 950 | 11400 | 1450 | 17400 | 4060 | 48720 | Regreted |  | 759 | 9108 | 759 | 9108 | 759 | 9108 | 4500 | 54000 | 4500 | 54000 |  | 0 | 874 | 10488 | 874 | 10488
269 | b. | UP Right Type | No. | 0 | 970 |  | 0 |  | 1550 |  | 0 |  | Regreted |  | 0 |  | 0 | 0 | 0 |  | 3500 |  | 3500 | 0 |  |  | 0 |  | 0 | 0
270 | 8 | Flexible Sprinkler Drop.
271 | a. | 25mm | No. | 12 | 2250 | 27000 | 2000 | 24000 | 3800 | 45600 | 4760 | 57120 | Regreted |  | 1600 | 19200 | 1600 | 19200 | 1600 | 19200 | 4500 | 54000 | 4500 | 54000 |  | 0 | 4830 | 57960 | 4830 | 57960
272 | 9 | Drain Valve | No. | 1 | 7800 | 7800 | 3500 | 3500 | 2500 | 2500 | 3800 | 3800 | Regreted |  | 14500 | 14500 | 14500 | 14500 | 14500 | 14500 | 3500 | 3500 | 3500 | 3500 |  | 0 | 3852.5 | 3852.5 | 3852.5 | 3852.5